{"text_format":"1","workbook":"xlsx","n_sheets":27,"sheets":["Info","1-WASTE","2-GOVERNANCE","3-ECONOMICS","4-TPS3R - PDU","5-GHG emissions","Scores and recommendations","CHART","Pictures","Assumptions","Tabs","Glossary","Pop-HDI-waste","SISPSN 2023","Society","Shortlisted Cities","Indicators","Emissions","World Bank","Waste generation","Waste composition","Waste sources","TPA data","Economics","Waste management","Cirebon","Recommendations"],"not_rendered":{"charts":1,"images":23,"macros":1,"external_links":0,"defined_names":10,"comments":0,"pivot_tables":0},"unopened":[],"bounds":{"document_bytes":16777216,"sheet_cells":100000,"rows_first":2000,"rows_last":500,"rows_between":2000,"halvings":0,"cell_chars":16384,"cell_head_chars":4096},"cells_cut":0,"cells_raw":0,"read":"whole","date_system":"1900"}

{"sheet":"Info","index":0,"n_rows":7,"n_cols":3,"rows_kept":7,"cut":false,"hidden":false,"merged":[]}
[null,"Waste assessment tool","Version 1.0"]
["empty background:","these cells are locked and contain formulas or fixed text. "]
["BLUE font: ","values used for model scores"]
["yellow background, empty or black font:","values to be manually filled. If there's a formula, it can be replaced with a fixed value if available"]
["orange background:","select from dropdown list"]
[0,"Score for the assessment "]
[null,"In these pink cells, the user should include links to relevant sources of data, news, best practices etc. "]

{"sheet":"1-WASTE","index":1,"n_rows":168,"n_cols":24,"rows_kept":168,"cut":false,"hidden":false,"merged":[[161,0,162,2],[102,0,103,5],[86,0,86,2],[139,0,139,2],[128,1,128,3],[109,22,109,23],[26,0,26,1],[101,0,101,1],[109,2,109,3],[109,7,109,8],[109,13,109,14]]}
[null,"Waste assessment tool","prepared by ACR+ \n\nVersion 1.0"]
[]
["Select shortlisted City","Kota Pekanbaru",{"$f":"INDEX('Pop-HDI-waste'!$A$4:$A$548,MATCH(B3,'Pop-HDI-waste'!$C$4:$C$548,0))","v":"Riau"},null,null,"Waste composition"]
["OR",null,null,null,null,null,"Indonesian average","Fill site specific values here","Chosen value"]
[null,null,null,null,null,{"$f":"'Waste composition'!G34","v":"Organic"},{"$f":"'Waste composition'!H34","v":0.40400000000000003},null,{"$f":"IF(ISBLANK(H5),G5,H5)","v":0.40400000000000003}]
["Select Province","Sumatera Barat",null,null,null,{"$f":"'Waste composition'!G35","v":"Wood/twigs/leaves"},{"$f":"'Waste composition'!H35","v":0.112},null,{"$f":"IF(ISBLANK(H6),G6,H6)","v":0.112}]
["Select Regency/City","",null,null,null,{"$f":"'Waste composition'!G36","v":"Paper and cardboard"},{"$f":"'Waste composition'!H36","v":0.12},null,0.12]
["OR",null,null,null,null,{"$f":"'Waste composition'!G37","v":"Plastic"},{"$f":"'Waste composition'!H37","v":0.17799999999999999},null,0.17799999999999999]
["Directly select Regency/city",null,null,null,null,{"$f":"'Waste composition'!G38","v":"Rubber/leather"},{"$f":"'Waste composition'!H38","v":0.02},null,0.02]
["Province",{"$f":"IFERROR(INDEX('Pop-HDI-waste'!A4:A548,MATCH(B9,'Pop-HDI-waste'!C4:C548,0)),IF(B6=0,C3,B6))","v":"Sumatera Barat"},null,null,null,{"$f":"'Waste composition'!G39","v":"Cloth"},{"$f":"'Waste composition'!H39","v":2.9000000000000001E-2},null,2.9000000000000001E-2]
[null,{"$f":"IF(B9=0,IF(B7=\"\",B3,B7),B9)","v":"Kota Pekanbaru"},null,null,null,{"$f":"'Waste composition'!G40","v":"Glass"},{"$f":"'Waste composition'!H40","v":2.5000000000000001E-2},null,2.5000000000000001E-2]
["Map",{"$f":"HYPERLINK(CONCATENATE(\"https://www.google.com/maps/search/?api=1&query=\",$B$11,\"+Indonesia\"),\"Google maps\")","v":"Google maps"},null,null,null,{"$f":"'Waste composition'!G41","v":"Metal"},{"$f":"'Waste composition'!H41","v":0.03},null,0.03]
[null,null,null,null,null,{"$f":"'Waste composition'!G42","v":"Other "},{"$f":"'Waste composition'!H42","v":0.08},null,{"$f":"IF(ISBLANK(H13),G13,H13)","v":0.08}]
[null,null,null,null,null,null,null,{"$f":"SUM(H5:H13)","v":0},{"$f":"SUM(I5:I13)","v":0.99800000000000011}]
["General data","Selected area","Indonesia"]
["Population (selected area, from database)",{"$f":"INDEX('Pop-HDI-waste'!$D$4:$D$548,MATCH('1-WASTE'!$B$11,'Pop-HDI-waste'!$C$4:$C$548,0))","v":1020308}]
["Population (manually fill if better data available)"]
["chosen value",{"$f":"IF(ISBLANK(B17),B16,B17)","v":1020308}]
["HDI (Human Development Index)",{"$f":"INDEX('Pop-HDI-waste'!$L$4:$L$548,MATCH('1-WASTE'!$B$11,'Pop-HDI-waste'!$C$4:$C$548,0))","v":83.67},{"$f":"INDEX('Pop-HDI-waste'!$M$4:$M$548,MATCH('1-WASTE'!$B$11,'Pop-HDI-waste'!$C$4:$C$548,0))","v":0.97499999999999998},"percentile rank"]
[]
["Percentage of poor population (Province): ",{"$f":"INDEX(Society!$F$7:$F$40,MATCH('1-WASTE'!$B$10,Society!$A$7:$A$40,0))","v":6.63},{"$f":"Society!F41","v":10.14}]
["Percentage of Households Using Safely Managed Sanitation Services (Province - Urban areas)",{"$f":"INDEX(Society!$O$7:$O$40,MATCH('1-WASTE'!$B$10,Society!$A$7:$A$40,0))","v":12.92},{"$f":"Society!O41","v":13.67}]
["Percentage of Households Using Safely Managed Sanitation Services (Province - Rural areas)",{"$f":"INDEX(Society!$Q$7:$Q$40,MATCH('1-WASTE'!$B$10,Society!$A$7:$A$40,0))","v":4.2},{"$f":"Society!Q41","v":5.37}]
[]
[]
[]
["Waste generation and management: ",null,null,null,null,null,null,null,null,"Comparisons",null,null,{"$f":"CONCATENATE(\"Best practices in the same province: \",B10)","v":"Best practices in the same province: Sumatera Barat"}]
["National Statistics database data",null,null,"Provincial average (per capita)","estimated from provincial average (ton/year)","Fill in if better data is available","Value for model (ton/year)","Value used by the model (ton/day)",null,"Case study","Province","Indonesia","#1",null,"#2",null,"#3"]
["Waste generation (A)",{"$f":"IF(INDEX('Pop-HDI-waste'!$N$4:$N$548,MATCH($B$11,'Pop-HDI-waste'!$C$4:$C$548,0))=0,\"use estimated data : fill on the right\",INDEX('Pop-HDI-waste'!$R$4:$R$548,MATCH($B$11,'Pop-HDI-waste'!$C$4:$C$548,0)))","v":369019.82},"ton/year",{"$f":"INDEX('Pop-HDI-waste'!$AU$4:$AU$37,MATCH('1-WASTE'!$B$10,'Pop-HDI-waste'!$AT$4:$AT$37,0))","v":0.48687501051841287},{"$f":"D29*$B$18*365/1000","v":181318.30090468758},null,{"$f":"IF(ISNUMBER(F29),F29,IF(ISNUMBER(B29),B29,E29))","v":369019.82},{"$f":"G29/365","v":1011.013205479452},null,{"$f":"G29*1000/$B$18/365","v":0.99089020715259701},{"$f":"D29","v":0.48687501051841287}]
["Waste reduction (B)",{"$f":"IF(INDEX('Pop-HDI-waste'!$N$4:$N$548,MATCH('1-WASTE'!$B$11,'Pop-HDI-waste'!$C$4:$C$548,0))=0,\"use estimated data : fill on the right\",INDEX('Pop-HDI-waste'!$S$4:$S$548,MATCH('1-WASTE'!$B$11,'Pop-HDI-waste'!$C$4:$C$548,0)))","v":16072.7},"ton/year",{"$f":"INDEX('Pop-HDI-waste'!$AV$4:$AV$37,MATCH('1-WASTE'!$B$10,'Pop-HDI-waste'!$AT$4:$AT$37,0))","v":8.1789374589023051E-2},{"$f":"D30*$B$18*365/1000","v":30459.378920984582},null,{"$f":"IF(ISNUMBER(F30),F30,IF(ISNUMBER(B30),B30,E30))","v":16072.7},{"$f":"G30/365","v":44.034794520547948},null,{"$f":"G30*1000/$B$18/365","v":4.3158335052305721E-2},{"$f":"D30","v":8.1789374589023051E-2}]
["Waste reduction (B/A)",null,null,null,null,null,{"$f":"G30/G29","v":4.3555113110184708E-2},null,null,{"$f":"G31","v":4.3555113110184708E-2},{"$f":"INDEX('Pop-HDI-waste'!$AW$4:$AW$37,MATCH('1-WASTE'!$B$10,'Pop-HDI-waste'!$AT$4:$AT$37,0))","v":0.16798844225325033},null,{"$f":"IFERROR(INDEX('Pop-HDI-waste'!$BH$4:$BH$37,MATCH('1-WASTE'!$B$10,'Pop-HDI-waste'!$AT$4:$AT$37,0)),\"\")","v":"Kab. Pasaman"},{"$f":"IFERROR(INDEX('Pop-HDI-waste'!$BE$4:$BE$37,MATCH('1-WASTE'!$B$10,'Pop-HDI-waste'!$AT$4:$AT$37,0))/100,\"\")","v":0.25420000000000004},{"$f":"IFERROR(INDEX('Pop-HDI-waste'!$BI$4:$BI$37,MATCH('1-WASTE'!$B$10,'Pop-HDI-waste'!$AT$4:$AT$37,0)),\"\")","v":"Kota Sawahlunto"},{"$f":"IFERROR(INDEX('Pop-HDI-waste'!$BF$4:$BF$37,MATCH('1-WASTE'!$B$10,'Pop-HDI-waste'!$AT$4:$AT$37,0))/100,\"\")","v":0.25180000000000002},{"$f":"IFERROR(INDEX('Pop-HDI-waste'!$BJ$4:$BJ$37,MATCH('1-WASTE'!$B$10,'Pop-HDI-waste'!$AT$4:$AT$37,0)),\"\")","v":"Kab. Solok Selatan"},{"$f":"IFERROR(INDEX('Pop-HDI-waste'!$BG$4:$BG$37,MATCH('1-WASTE'!$B$10,'Pop-HDI-waste'!$AT$4:$AT$37,0))/100,\"\")","v":0.23760000000000001}]
["Waste handling (C)",{"$f":"IF(INDEX('Pop-HDI-waste'!$N$4:$N$548,MATCH('1-WASTE'!$B$11,'Pop-HDI-waste'!$C$4:$C$548,0))=0,\"use estimated data : fill on the right\",INDEX('Pop-HDI-waste'!$U$4:$U$548,MATCH('1-WASTE'!$B$11,'Pop-HDI-waste'!$C$4:$C$548,0)))","v":257211.85},"ton/year",{"$f":"INDEX('Pop-HDI-waste'!$AX$4:$AX$37,MATCH('1-WASTE'!$B$10,'Pop-HDI-waste'!$AT$4:$AT$37,0))","v":0.21922896966927596},{"$f":"D32*$B$18*365/1000","v":81643.591128641667},null,{"$f":"IF(ISNUMBER(F32),F32,IF(ISNUMBER(B32),B32,E32))","v":257211.85},704.69,null,{"$f":"G32*1000/$B$18/365","v":0.69066399557780589},{"$f":"D32","v":0.21922896966927596}]
["Waste handling (C/A)",null,null,null,null,null,{"$f":"G32/G29","v":0.69701364550012512},null,null,{"$f":"G33","v":0.69701364550012512}]
["Managed waste (B+C)",{"$f":"IF(INDEX('Pop-HDI-waste'!$N$4:$N$548,MATCH('1-WASTE'!$B$11,'Pop-HDI-waste'!$C$4:$C$548,0))=0,\"use estimated data : fill on the right\",INDEX('Pop-HDI-waste'!$W$4:$W$548,MATCH('1-WASTE'!$B$11,'Pop-HDI-waste'!$C$4:$C$548,0)))","v":273284.55},"ton/year",{"$f":"INDEX('Pop-HDI-waste'!$AZ$4:$AZ$37,MATCH('1-WASTE'!$B$10,'Pop-HDI-waste'!$AT$4:$AT$37,0))","v":0.30101834425829899},{"$f":"D34*$B$18*365/1000","v":112102.97004962622},null,{"$f":"IF(ISNUMBER(F34),F34,IF(ISNUMBER(B34),B34,E34))","v":273284.55},748.7247945205479,null,{"$f":"G34*1000/$B$18/365","v":0.7338223306301116},{"$f":"D34","v":0.30101834425829899}]
["Managed waste (B+C)/A",null,null,null,null,null,{"$f":"G34/G29","v":0.7405687586103098},null,null,{"$f":"G35","v":0.7405687586103098},{"$f":"INDEX('Pop-HDI-waste'!$AY$4:$AY$37,MATCH('1-WASTE'!$B$10,'Pop-HDI-waste'!$AT$4:$AT$37,0))","v":0.45027772001657307}]
["Waste recycling (D)",{"$f":"IF(INDEX('Pop-HDI-waste'!$N$4:$N$548,MATCH('1-WASTE'!$B$11,'Pop-HDI-waste'!$C$4:$C$548,0))=0,\"use estimated data : fill on the right\",INDEX('Pop-HDI-waste'!$Y$4:$Y$548,MATCH('1-WASTE'!$B$11,'Pop-HDI-waste'!$C$4:$C$548,0)))","v":15911.78},"ton/year",{"$f":"INDEX('Pop-HDI-waste'!$BB$4:$BB$37,MATCH('1-WASTE'!$B$10,'Pop-HDI-waste'!$AT$4:$AT$37,0))","v":6.5483532721221371E-2},{"$f":"D36*$B$18*365/1000","v":24386.88089085924},null,{"$f":"IF(ISNUMBER(F36),F36,IF(ISNUMBER(B36),B36,E36))","v":15911.78},43.593917808219182,null,{"$f":"G36*1000/$B$18/365","v":4.2726233459131138E-2},{"$f":"D36","v":6.5483532721221371E-2}]
["Waste Raw materials (E)",{"$f":"IF(INDEX('Pop-HDI-waste'!$N$4:$N$548,MATCH('1-WASTE'!$B$11,'Pop-HDI-waste'!$C$4:$C$548,0))=0,\"use estimated data : fill on the right\",INDEX('Pop-HDI-waste'!$Z$4:$Z$548,MATCH('1-WASTE'!$B$11,'Pop-HDI-waste'!$C$4:$C$548,0)))","v":0},"ton/year",{"$f":"INDEX('Pop-HDI-waste'!$BC$4:$BC$37,MATCH('1-WASTE'!$B$10,'Pop-HDI-waste'!$AT$4:$AT$37,0))","v":1.6420134928655287E-3},{"$f":"D37*$B$18*365/1000","v":611.50621855070426},null,{"$f":"IF(ISNUMBER(F37),F37,IF(ISNUMBER(B37),B37,E37))","v":0},0,null,{"$f":"G37*1000/$B$18/365","v":0},{"$f":"D37","v":1.6420134928655287E-3}]
["Recycling rate (D+E)/A",null,null,null,null,null,{"$f":"(G37+G36)/G29","v":4.3119038971944648E-2},1.1813435334779356E-4,null,{"$f":"G38","v":4.3119038971944648E-2},{"$f":"INDEX('Pop-HDI-waste'!$BD$4:$BD$37,MATCH('1-WASTE'!$B$10,'Pop-HDI-waste'!$AT$4:$AT$37,0))","v":0.13787018180007476},null,{"$f":"IFERROR(INDEX('Pop-HDI-waste'!$BN$4:$BN$37,MATCH('1-WASTE'!$B$10,'Pop-HDI-waste'!$AT$4:$AT$37,0)),\"\")","v":"Kab. Pasaman"},{"$f":"IFERROR(INDEX('Pop-HDI-waste'!$BK$4:$BK$37,MATCH('1-WASTE'!$B$10,'Pop-HDI-waste'!$AT$4:$AT$37,0))/100,\"\")","v":0.25420000000000004},{"$f":"IFERROR(INDEX('Pop-HDI-waste'!$BO$4:$BO$37,MATCH('1-WASTE'!$B$10,'Pop-HDI-waste'!$AT$4:$AT$37,0)),\"\")","v":"Kab. Solok Selatan"},{"$f":"IFERROR(INDEX('Pop-HDI-waste'!$BL$4:$BL$37,MATCH('1-WASTE'!$B$10,'Pop-HDI-waste'!$AT$4:$AT$37,0))/100,\"\")","v":0.23620000000000002},{"$f":"IFERROR(INDEX('Pop-HDI-waste'!$BP$4:$BP$37,MATCH('1-WASTE'!$B$10,'Pop-HDI-waste'!$AT$4:$AT$37,0)),\"\")","v":"Kab. Sijunjung"},{"$f":"IFERROR(INDEX('Pop-HDI-waste'!$BM$4:$BM$37,MATCH('1-WASTE'!$B$10,'Pop-HDI-waste'!$AT$4:$AT$37,0))/100,\"\")","v":0.22390000000000002}]
[]
[]
["Waste transportation",null,"Notes"]
["Estimation of the number of trucks going to the landfills"]
["Number of trucks/day (average)"]
["Days / year"]
["Volume of 1 truck (average)"]
["Total volume transported",{"$f":"B45*B43*B44","v":0},"If different trucks are used, just delete the formula here and put the total volume / year"]
["Estimated volume of waste to be landfilled according to generation and recycling rate",{"$f":"(G29-G30-G36)/Assumptions!D5","v":1021319.2121212119}]
[null,null,null,"Score","Max","Recommandation"]
["Waste transported compared to waste generation",{"$f":"B46/B47","v":0},null,{"$f":"IF(ISNUMBER(B49),IF(B49<='Scores and recommendations'!$A$5,'Scores and recommendations'!$C$5,IF(B49<='Scores and recommendations'!$A$6,'Scores and recommendations'!$C$6,IF(B49<='Scores and recommendations'!$A$7,'Scores and recommendations'!$C$7,'Scores and recommendations'!$C$8))),0)","v":0},{"$f":"'Scores and recommendations'!C8","v":6},{"$f":"IF(ISNUMBER(B49),IF(B49<='Scores and recommendations'!$A$5,'Scores and recommendations'!$D$5,IF(B49<='Scores and recommendations'!$A$6,'Scores and recommendations'!$D$6,IF(B49<='Scores and recommendations'!$A$7,'Scores and recommendations'!$D$7,'Scores and recommendations'!$D$8))),0)","v":"very low.  The majority of waste is either dumped into uncontrolled sites, rivers, or burned, generating SLCP (Short Lived Climate Pollutants)."}]
["Population covered with waste collection service ",null,"Estimate the %  of population with regular household waste collection, (see for instance indicator 1 of project https://iswmp.id/indikator ) "]
["Amount of not collected waste (ton/year)",{"$f":"G29*(1-B50)","v":369019.82}]
[]
["TPS: evaluation"]
["number of TPS",null,null,"."]
["number of mobile TPS",null,null,"."]
["Total TPS",{"$f":"B55+B54","v":0}]
["number/10,000 inhabitants",{"$f":"B56/($B$18/10000)","v":0}]
["Do TPS comply with the requirement of separation into 5 fractions, especially focusing on the organic fraction?",null,null,{"$f":"IFERROR(VLOOKUP(B58,'Scores and recommendations'!$B$26:$D$30,2,FALSE),0)","v":0},{"$f":"'Scores and recommendations'!C30","v":8},{"$f":"IFERROR(VLOOKUP(B58,'Scores and recommendations'!$B$26:$D$30,3,FALSE),0)","v":0}]
[]
[]
[]
[]
["Recycling ","number","notes/source","Score","Max","Recommendation"]
["Waste banks: number"]
["tons per day received (average of total)"]
["number/10,000 inhabitants",{"$f":"B64/($B$18/10000)","v":0},null,{"$f":"IF(ISNUMBER(B66),IF(B66<='Scores and recommendations'!$A$12,'Scores and recommendations'!$C$12,IF(B66<='Scores and recommendations'!$A$13,'Scores and recommendations'!$C$13,IF(B66<='Scores and recommendations'!$A$14,'Scores and recommendations'!$C$14,'Scores and recommendations'!$C$15))),0)","v":0},{"$f":"'Scores and recommendations'!C15","v":6},{"$f":"IF(ISNUMBER(B66),IF(B66<='Scores and recommendations'!$A$12,'Scores and recommendations'!$D$12,IF(B66<='Scores and recommendations'!$A$13,'Scores and recommendations'!$D$13,IF(B66<='Scores and recommendations'!$A$14,'Scores and recommendations'!$D$14,'Scores and recommendations'!$D$15))),0)","v":"Low. "}]
[]
["total number of TPS 3R"]
["tons per day received (average of total)"]
[null,{"$f":"B68/($B$18/10000)","v":0},null,{"$f":"IF(ISNUMBER(B70),IF(B70<='Scores and recommendations'!$A$19,'Scores and recommendations'!$C$19,IF(B70<='Scores and recommendations'!$A$20,'Scores and recommendations'!$C$20,IF(B70<='Scores and recommendations'!$A$21,'Scores and recommendations'!$C$21,'Scores and recommendations'!$C$15))),0)","v":0},{"$f":"'Scores and recommendations'!C22","v":6},{"$f":"IF(ISNUMBER(B70),IF(B70<='Scores and recommendations'!$A$19,'Scores and recommendations'!$D$19,IF(B70<='Scores and recommendations'!$A$20,'Scores and recommendations'!$D$20,IF(B70<='Scores and recommendations'!$A$21,'Scores and recommendations'!$D$21,'Scores and recommendations'!$D$22))),0)","v":"Low. "}]
["total number of INACTIVE TPS 3R because of operational / maintenance problems"]
[]
["Composting / black soldier flies sites (small and large scale)"]
["tons per day received (average of total)"]
["% treated of organic fraction generated",{"$f":"B74/(H29*I5)","v":0},null,{"$f":"IF(ISNUMBER(B75),IF(B75<='Scores and recommendations'!$A$34,'Scores and recommendations'!$C$34,IF(B75<='Scores and recommendations'!$A$35,'Scores and recommendations'!$C$35,IF(B75<='Scores and recommendations'!$A$36,'Scores and recommendations'!$C$36,'Scores and recommendations'!$C$37))),0)","v":0},{"$f":"'Scores and recommendations'!C37","v":6},{"$f":"IF(ISNUMBER(B75),IF(B75<='Scores and recommendations'!$A$34,'Scores and recommendations'!$D$34,IF(B75<='Scores and recommendations'!$A$35,'Scores and recommendations'!$D$35,IF(B75<='Scores and recommendations'!$A$36,'Scores and recommendations'!$D$36,'Scores and recommendations'!$D$37))),0)","v":"A very little amount of organic fraction is treated by composting. "},null,null,null,null,null,null,null,null,null,null,null,null,null,null,null,null,null,2]
["Creative houses"]
["tons per day received (average of total)"]
["Number of waste reduction programs and certifications received by the city: write in yellow cell the number and in pink cell put some hyperlinks"]
[]
["Final disposal sites"]
["TPA  landfill sites"]
["tons per day received",{"$f":"C141+H141+M141+V141","v":0}]
["RDF plant/incinerator:"]
["tons per day received"]
[]
["TPS 3R: evaluation (all the city)"]
["Give here an overall assessment of the results of sheet 4 - TPS"]
["Is composting activity or black soldier flies performed in TPS 3R?",null,null,{"$f":"IFERROR(VLOOKUP(C88,'Scores and recommendations'!$B$46:$C$50,2,FALSE),0)","v":0},{"$f":"'Scores and recommendations'!C46","v":8},{"$f":"IFERROR(VLOOKUP(C88,'Scores and recommendations'!$B$46:$D$50,3,FALSE),0)","v":0}]
["Which are the main barriers for composting in TPS3R? Rank 1 to 5","Low demand for compost produced"]
["(1: answer is not relevant, 5: highly relevant)","Low market value (composting is not sustainable due to too low selling price of compost) "]
[null,"Too much space required"]
[null,"Odour problems"]
[null,"Food waste collected and sorted is too contamineted by plastics and impurities"]
[null,null,null,"Score","Max","Recommendation"]
[null,"Total - barriers to composting",{"$f":"SUM(C89:C93)","v":0},{"$f":"IF(ISNUMBER(C95),IF(C95<='Scores and recommendations'!$A$54,'Scores and recommendations'!$C$54,IF(C95<='Scores and recommendations'!$A$55,'Scores and recommendations'!$C$55,IF(C95<='Scores and recommendations'!$A$56,'Scores and recommendations'!$C$56,'Scores and recommendations'!$C$57))),0)","v":6},{"$f":"'Scores and recommendations'!C54","v":6},{"$f":"IF(ISNUMBER(C95),IF(C95<='Scores and recommendations'!$A$54,'Scores and recommendations'!$D$54,IF(C95<='Scores and recommendations'!$A$55,'Scores and recommendations'!$D$55,IF(C95<='Scores and recommendations'!$A$56,'Scores and recommendations'!$D$56,'Scores and recommendations'!$D$57))),0)","v":"Composting in your area is not facing  barriers, which is good aiming at a significant prevention of Greenhouse gases emission. "}]
[]
[]
[]
[null,null,null,"score","max","%"]
["Overall evaluation: transportation, TPS - TPS3R, composting",null,null,{"$f":"D49+D58+D88+D95+D66+D75","v":6},{"$f":"E49+E58+E88+E95+E66+E75","v":40},{"$f":"D100/E100","v":0.15}]
[]
["Recommendations: transportation, waste banks, composting"]
[{"$f":"CONCATENATE(\"Current waste handling is: \",F49,CHAR(10),\"The number of waste banks is \",F66,\"and the number of TPS3R is \",F70,CHAR(10),\"About the organic fraction, \",F58,F75,F88, \" Also, \",F95)","v":"Current waste handling is: very low.  The majority of waste is either dumped into uncontrolled sites, rivers, or burned, generating SLCP (Short Lived Climate Pollutants).\nThe number of waste banks is Low. and the number of TPS3R is Low. \nAbout the organic fraction, 0A very little amount of organic fraction is treated by composting. 0 Also, Composting in your area is not facing  barriers, which is good aiming at a significant prevention of Greenhouse gases emission. "}]
[]
[]
[]
[]
["Landfill (TPA)","Site 1 ","Notes",null,null,null,"Site 2 ","Notes",null,null,null,null,"Site 3","Notes",null,null,null,null,null,null,null,"Site 4"]
["Map"]
["Name"]
["Average distance from the city centre (km)"]
[]
[]
["Pictures:"]
[]
[]
[]
[]
[]
[]
[]
[]
[]
[]
[]
[]
[]
["Put in these first columns the main TPA (landfill)",null,null,null,null,null,null,"Other active landfills here)"]
["Look at incoming waste data and operational features of main landfills in the 'TPA data' sheet or on:","https://sipsn.menlhk.go.id/sipsn/public/home/fasilitas/tpa-tpst"]
[{"$f":"\"% of destination of waste from \"&B3","v":"% of destination of waste from Kota Pekanbaru"}]
[null,null,"Choice","Score","notes",null,null,"Choice","Score","notes",null,null,"Choice","Score","notes",null,null,null,null,null,null,"Choice","Score","notes"]
["Operational system",null,null,{"$f":"VLOOKUP(C132,'Scores and recommendations'!$B$60:$C$62,2,FALSE)","v":{"$error":"#N/A"}},null,null,null,null,{"$f":"VLOOKUP(H132,'Scores and recommendations'!$B$60:$C$62,2,FALSE)","v":{"$error":"#N/A"}},null,null,null,null,{"$f":"VLOOKUP(M132,'Scores and recommendations'!$B$60:$C$62,2,FALSE)","v":{"$error":"#N/A"}},null,null,null,null,null,null,null,null,{"$f":"VLOOKUP(V132,'Scores and recommendations'!$B$60:$C$62,2,FALSE)","v":{"$error":"#N/A"}}]
[]
["Equipment for sorting and pretreatment:","Dry recyclables",null,{"$f":"IFERROR(VLOOKUP(C134,'Scores and recommendations'!$B$67:$C$72,2,FALSE),0)","v":0},null,null,null,null,{"$f":"IFERROR(VLOOKUP(H134,'Scores and recommendations'!$B$67:$C$72,2,FALSE),0)","v":0},null,null,null,null,{"$f":"IFERROR(VLOOKUP(M134,'Scores and recommendations'!$B$67:$C$72,2,FALSE),0)","v":0},null,null,null,null,null,null,null,null,{"$f":"IFERROR(VLOOKUP(V134,'Scores and recommendations'!$B$67:$C$72,2,FALSE),0)","v":0}]
[null,"Organic waste",null,{"$f":"IFERROR(VLOOKUP(C135,'Scores and recommendations'!$B$67:$C$72,2,FALSE),0)","v":0},null,null,null,null,{"$f":"IFERROR(VLOOKUP(H135,'Scores and recommendations'!$B$67:$C$72,2,FALSE),0)","v":0},null,null,null,null,{"$f":"IFERROR(VLOOKUP(M135,'Scores and recommendations'!$B$67:$C$72,2,FALSE),0)","v":0},null,null,null,null,null,null,null,null,{"$f":"IFERROR(VLOOKUP(V135,'Scores and recommendations'!$B$67:$C$72,2,FALSE),0)","v":0}]
[null,"RDF production",null,{"$f":"IFERROR(VLOOKUP(C136,'Scores and recommendations'!$B$67:$C$72,2,FALSE),0)","v":0},null,null,null,null,{"$f":"IFERROR(VLOOKUP(H136,'Scores and recommendations'!$B$67:$C$72,2,FALSE),0)","v":0},null,null,null,null,{"$f":"IFERROR(VLOOKUP(M136,'Scores and recommendations'!$B$67:$C$72,2,FALSE),0)","v":0},null,null,null,null,null,null,null,null,{"$f":"IFERROR(VLOOKUP(V136,'Scores and recommendations'!$B$67:$C$72,2,FALSE),0)","v":0}]
[]
[null,null,null,"Score","Max","Recommendation"]
["Evaluation of landfill operation",null,null,{"$f":"SUM(D136,D135,D134,D132)","v":{"$error":"#N/A"}},{"$f":"'Scores and recommendations'!C79","v":19},{"$f":"IF(D139<='Scores and recommendations'!$A$76,'Scores and recommendations'!$D$76,IF(D139<='Scores and recommendations'!A77,'Scores and recommendations'!D77,IF(D139<='Scores and recommendations'!A78,'Scores and recommendations'!D78,'Scores and recommendations'!D79)))","v":{"$error":"#N/A"}}]
["Following data is available, for some sites, from the SIPSN database"]
["Amounts (tonnes/year):","Incoming waste to the site (must be G32*C130)",{"$f":"$G$32*C130","v":0},null,null,null,null,{"$f":"$G$32*H130","v":0},null,null,null,null,{"$f":"$G$32*M130","v":0},null,null,null,null,null,null,null,null,{"$f":"$G$32*V130","v":0}]
[null,"disposed to landfill",{"$f":"C141","v":0},null,null,null,null,{"$f":"H141","v":0},null,null,null,null,{"$f":"M141","v":0},null,null,null,null,null,null,null,null,{"$f":"V141","v":0}]
[null,"Organic waste processed by composting or stabilization ",null,null,null,"Recommendation"]
[null,"% of input organics",{"$f":"IFERROR(C143/C142,\"n.a.\")","v":"n.a."},{"$f":"IF(ISNUMBER(C144),IF(C144='Scores and recommendations'!$A$83,'Scores and recommendations'!$C$83,IF(C144<='Scores and recommendations'!A84,'Scores and recommendations'!C84,IF(C144<='Scores and recommendations'!A85,'Scores and recommendations'!C85,'Scores and recommendations'!C86))),0)","v":0},{"$f":"'Scores and recommendations'!C86","v":6},{"$f":"VLOOKUP(D144,'Scores and recommendations'!$C$82:$D$86,2,FALSE)","v":"The fact that there is no treatment of organics prior to landfilling poses a significant threat in terms of GHG emissions. "},null,{"$f":"IFERROR(H143/H142,\"n.a.\")","v":"n.a."},{"$f":"IF(ISNUMBER(H144),IF(H144<='Scores and recommendations'!$A$88,'Scores and recommendations'!$C$88,IF(H144<='Scores and recommendations'!#REF!,'Scores and recommendations'!#REF!,IF(H144<='Scores and recommendations'!#REF!,'Scores and recommendations'!#REF!,'Scores and recommendations'!#REF!))),0)","v":0},null,null,null,{"$f":"IFERROR(M143/M142,\"n.a.\")","v":"n.a."},{"$f":"IF(ISNUMBER(M144),IF(M144<='Scores and recommendations'!$A$88,'Scores and recommendations'!$C$88,IF(M144<='Scores and recommendations'!#REF!,'Scores and recommendations'!#REF!,IF(M144<='Scores and recommendations'!#REF!,'Scores and recommendations'!#REF!,'Scores and recommendations'!#REF!))),0)","v":0},null,null,null,null,null,null,null,{"$f":"IFERROR(V143/V142,\"n.a.\")","v":"n.a."},{"$f":"IF(ISNUMBER(V144),IF(V144<='Scores and recommendations'!$A$88,'Scores and recommendations'!$C$88,IF(V144<='Scores and recommendations'!#REF!,'Scores and recommendations'!#REF!,IF(V144<='Scores and recommendations'!#REF!,'Scores and recommendations'!#REF!,'Scores and recommendations'!#REF!))),0)","v":0}]
[null,"Processed inorganic waste"]
[null,"Scavenger recovery"]
["Operation start date "]
["Active zone garbage closure",null,null,null,null,null,null,null,null,null,null,null,null,null,null,null,null,null,null,null,null,{"$f":"VLOOKUP(X148,Tabs!J3:K11,2,FALSE)","v":"Once a month"},null,"Sebulan sekali"]
["Leachate treatment",null,null,null,null,null,null,null,null,null,null,null,null,null,null,null,null,null,null,null,null,{"$f":"VLOOKUP(X149,Tabs!L3:M9,2,FALSE)","v":"There is, the leachate water treatment installation (IPAL) in the TPA is only a depositional pond without biological processes or chemical processes, still functioning well and well maintained."},null,"Ada, Instalasi Pengolahan Air Lindi (IPAL) di TPA hanya berupa kolam pengendapan saja tanpa proses biologi atau proses kimia, masih berfungsi baik dan terawat."]
["Drainage",null,null,null,null,null,null,null,null,null,null,null,null,null,null,null,null,null,null,null,null,"Yes"]
["Utilization of methane gas",null,null,null,null,null,null,null,null,null,null,null,null,null,null,null,null,null,null,null,null,{"$f":"VLOOKUP(W151,Tabs!N3:O8,2,FALSE)","v":"-"},"-"]
["Residual volume (m3)"]
["Expected lifetime (estimated, current scenario), years"]
[]
[null,null,null,null,null,"Recommendation"]
["Cumulative expected lifetime of existing landfills according to current generation and recycling (years)","This assumes that all waste generated less the amount recycled is sent to landfill (no illegal dumping)",{"$f":"((C153*C142)+(H153*H142)+(M153*M142)+(V153*V142))/(G29-G30-G36)","v":0},{"$f":"IF(C156<='Scores and recommendations'!$A$90,'Scores and recommendations'!$C$90,IF(C156<='Scores and recommendations'!$A$91,'Scores and recommendations'!$C$91,IF(C156<='Scores and recommendations'!$A$92,'Scores and recommendations'!$C$92,'Scores and recommendations'!$C$93)))","v":0},{"$f":"'Scores and recommendations'!C93","v":6},{"$f":"VLOOKUP(D156,'Scores and recommendations'!$C$90:$D$93,2,FALSE)","v":"The expected lifetime of existing landfills (TPA) is very low. It may be higher than this number just because a lot of illegal open dumping and burning takes place, but urgent actions must be taken to increase recycling, fight open dumping and build new sanitary landfills and treatment plants to ensure a viable long term solution"}]
[]
[null,null,null,"score","max","%"]
["Overall evaluation: Landfill",null,null,{"$f":"D139+D144+D156","v":{"$error":"#N/A"}},{"$f":"E156+E144+E139","v":31},{"$f":"D159/E159","v":{"$error":"#N/A"}}]
[]
["Recommendations: landfill"]
[{"$f":"CONCATENATE(F139,CHAR(10),F144,CHAR(10),F156)","v":{"$error":"#N/A"}}]
[]
[]
[]
[]
[null,"Score","Max","%"]
["Overall score - WASTE",{"$f":"D100+D159","v":{"$error":"#N/A"}},{"$f":"E100+E159","v":71},{"$f":"B168/C168","v":{"$error":"#N/A"}}]

{"sheet":"2-GOVERNANCE","index":2,"n_rows":27,"n_cols":12,"rows_kept":27,"cut":false,"hidden":false,"merged":[[26,0,26,3]]}
["Local Governance and Strategies",null,null,null,null,null,null,null,null,null,"New project ideas"]
["Main legislation:","https://drive.google.com/file/d/16WhKUeXjd7LnpiVJADhFtye8w-4G9aHj/view"]
[]
[null,"Select answer","Notes","Score","Max","Recommendation",null,null,null,null,"Plastic to fuel treatment plant ","https://www.orissa-international.com/business-news/plastic-waste-treatment-sites-to-be-built-in-west-java/"]
["Waste management roadmap",null,null,null,null,null,null,null,null,null,"New landfill Kubangdeleg","https://maps.app.goo.gl/oh9WoANV12jNhnc19"]
["Does the city has a waste management roadmap / strategic plan and what's its current level of implementation?",null,null,{"$f":"IFERROR(VLOOKUP(B6,'Scores and recommendations'!$B$101:$D$104,2,FALSE),0)","v":0},{"$f":"'Scores and recommendations'!C104","v":6},{"$f":"IFERROR(VLOOKUP(B6,'Scores and recommendations'!$B$101:$D$104,3,FALSE),0)","v":0},null,null,null,null,"https://www.linkedin.com/posts/asnug-nugraha-b5820544_wastetordf-activity-7123479986799292418-EDLq/?trk=public_profile_like_view"]
["Waste minimization",null,null,null,null,null,null,null,null,null,"Jul 2023 article: it will operate in Aug 2023","https://www.rri.go.id/cirebon/daerah/276764/tpa-kubangdeleg-kabupaten-cirebon-beroperasi-agustus-2023"]
["What’s the local current achievement of the targets stated by Presidential Decree 97 / 2017 (reduction of 30% by volume and recycle 70% by 2025) ?",null,null,{"$f":"IFERROR(VLOOKUP(B8,'Scores and recommendations'!$B$109:$D$112,2,FALSE),0)","v":0},{"$f":"'Scores and recommendations'!C112","v":6},{"$f":"IFERROR(VLOOKUP(B8,'Scores and recommendations'!$B$109:$D$112,3,FALSE),0)","v":0},null,null,null,null,"In 2024 it will be operational and Cirebon will be free of waste","https://www.cirebonkab.go.id/news/2023/08/bulan-depan-tpas-kubangdeleg-mulai-beroperasi-masalah-sampah-di-kabupaten-cirebon-akan-teratasi"]
["Are large generators of food waste listed in a registry  with a tracking system of the amount they generate with a view to  the goal of 30% reduction of food waste by 2029 being measured?",null,null,{"$f":"IFERROR(VLOOKUP(B9,'Scores and recommendations'!$B$116:$D$119,2,FALSE),0)","v":0},{"$f":"'Scores and recommendations'!C119","v":6},{"$f":"IFERROR(VLOOKUP(B9,'Scores and recommendations'!$B$116:$D$119,3,FALSE),0)","v":0},null,null,null,null,"7 open dumps cleaned","https://www.cirebonkab.go.id/news/2023/08/bulan-depan-tpas-kubangdeleg-mulai-beroperasi-masalah-sampah-di-kabupaten-cirebon-akan-teratasi"]
["Are incentives / disincentives mechanisms (article 22 - Law 75-2019) applied?",null,null,{"$f":"IFERROR(VLOOKUP(B10,'Scores and recommendations'!$B$123:$D$126,2,FALSE),0)","v":0},{"$f":"'Scores and recommendations'!C126","v":6},{"$f":"IFERROR(VLOOKUP(B10,'Scores and recommendations'!$B$123:$D$126,3,FALSE),0)","v":0},null,null,null,null,"Waste trucks increased to 70 from 40","https://www.cirebonkab.go.id/news/2023/08/bulan-depan-tpas-kubangdeleg-mulai-beroperasi-masalah-sampah-di-kabupaten-cirebon-akan-teratasi"]
[null,null,null,null,null,null,null,null,null,null,"Now landfill is operating (Dec 2023)","https://kabarcirebon.pikiran-rakyat.com/ciayumajakuning/pr-2937486946/tempat-pembuangan-akhir-sampah-kubangdeleng-kabupaten-cirebon-beroprasi-dlh-optimis-2024-bebas-sampah"]
["Fight plastic waste pollution"]
["Does the city have specific policies to fight plastic pollution such as integrating  with the EPR and Plastic Credit mechanisms established by Ministerial Regulation 75-2019?",null,null,{"$f":"IFERROR(VLOOKUP(B13,'Scores and recommendations'!$B$132:$D$135,2,FALSE),0)","v":0},{"$f":"'Scores and recommendations'!C135","v":6},{"$f":"IFERROR(VLOOKUP(B13,'Scores and recommendations'!$B$132:$D$135,3,FALSE),0)","v":0},"Example of EPR and plastic credits:",null,"https://ibcsd.or.id/news-insights/update-on-ministerial-regulation-no-75-2019-regarding-epr-and-the-role-of-plastic-credits-as-a-mechanism-to-support-the-waste-reduction-roadmap/",null,"The capacity of the existing landfill (Gunung Santri) is just a few years","https://desacirebon.com/1124/2023/07/10/penanganan-sampah-dinilai-belum-maksimal-oleh-komisi-iii-dprd-kabupaten-cirebon/"]
["Has the city implemented policies to reduce plastic bags ? ",null,null,{"$f":"IFERROR(VLOOKUP(B14,'Scores and recommendations'!$B$139:$D$142,2,FALSE),0)","v":0},{"$f":"'Scores and recommendations'!C142","v":6},{"$f":"IFERROR(VLOOKUP(B14,'Scores and recommendations'!$B$139:$D$142,3,FALSE),0)","v":0}]
[]
["Reduce waste open burning"]
["What's the current status and policies to avoid open burning and river dumping? ",null,null,{"$f":"IFERROR(VLOOKUP(B17,'Scores and recommendations'!$B$148:$D$151,2,FALSE),0)","v":0},{"$f":"'Scores and recommendations'!C151","v":6},{"$f":"IFERROR(VLOOKUP(B17,'Scores and recommendations'!$B$148:$D$151,3,FALSE),0)","v":0}]
[]
["Avoid GHG emissions from organic fraction"]
["Is there a city strategy to promote / expand separation of organic waste including  composting either with decentralised schemes (TPS3R) or large scale facilities?",null,null,{"$f":"IFERROR(VLOOKUP(B20,'Scores and recommendations'!$B$157:$D$160,2,FALSE),0)","v":0},{"$f":"'Scores and recommendations'!C160","v":6},{"$f":"IFERROR(VLOOKUP(B20,'Scores and recommendations'!$B$157:$D$160,3,FALSE),0)","v":0}]
[]
[null,{"$f":"COUNTIF(D6:D20,0)","v":8}]
[null,"Score","Max","%"]
["Overall score - GOVERNANCE",{"$f":"SUM(D6:D20)","v":0},{"$f":"SUM(E6:E20)","v":48},{"$f":"B24/C24","v":0},{"$f":"IF(B24<='Scores and recommendations'!$A$163,'Scores and recommendations'!$D$163,IF(B24<='Scores and recommendations'!A164,'Scores and recommendations'!D164,IF(B24<='Scores and recommendations'!A165,'Scores and recommendations'!D165,'Scores and recommendations'!D166)))","v":"In terms of governance, the overall score is very low. According to the provided answers, a lot of policies and actions have still to be implemented. "}]
[]
["Recommendations: governance"]
[{"$f":"CONCATENATE(E24,CHAR(10),\" In \",B22, \" answers to the proposed questions, the score has been the lowest, meaning that either there's no knowledge about these issue or no policy is in place for issues related to those questions.\")","v":"In terms of governance, the overall score is very low. According to the provided answers, a lot of policies and actions have still to be implemented. \n In 8 answers to the proposed questions, the score has been the lowest, meaning that either there's no knowledge about these issue or no policy is in place for issues related to those questions."}]

{"sheet":"3-ECONOMICS","index":3,"n_rows":42,"n_cols":8,"rows_kept":42,"cut":false,"hidden":false,"merged":[[40,1,40,2],[41,1,41,4]]}
[null,"Economic data"]
[null,"Note: municipal / recency overall budget data can be taken from this PDF report: ","https://www.bps.go.id/en/publication/2023/12/21/f1bd552a7aed9046a4101601/financial-statistics-of-regency-municipality-government-2022-2023.html"]
[]
[null,null,"Value","Notes","Score","Max","Recommendations"]
[null,"Municipal budget: Overall revenues (Million Rp. /year)"]
[null,"Municipal budget: Overall expenditures (Million Rp. /year)"]
["A","Annual overall cost for waste management (Million Rp. /year): DLH budget, include direct costs and overheads"]
[]
[null,"% of costs dedicated to waste management",{"$f":"IFERROR(C7/C6,\"\")","v":""},null,{"$f":"IF(ISNUMBER(C9),IF(C9='Scores and recommendations'!$A$174,'Scores and recommendations'!$C$174,IF(C9<='Scores and recommendations'!$A$175,'Scores and recommendations'!$C$175,IF(C9<='Scores and recommendations'!$A$176,'Scores and recommendations'!$C$176,'Scores and recommendations'!$C$177))),0)","v":0},{"$f":"'Scores and recommendations'!C177","v":6},{"$f":"IFERROR(VLOOKUP(E9,'Scores and recommendations'!$C$174:$D$177,2,FALSE),0)","v":"The fact that there is no knowledge about costs for waste management is a strong signal of lack of interest on this issue. "},"compare this result with indonesian average (2.5%) and give recommendations. Source: https://documents1.worldbank.org/curated/en/608321575860426737/pdf/Indonesia-Improvement-of-Solid-Waste-Management-to-Support-Regional-and-Metropolitan-Cities-Project.pdf"]
[null,"Expenditure per tonne of waste generated (Rp./ton)",{"$f":"$C$7*1000000/'1-WASTE'!G29","v":0}]
[null,"Expenditure per tonne of waste generated (US$/ton)",{"$f":"C10/Assumptions!$D$14","v":0}]
[null,"Expenditure per tonne of waste handled (Rp./ton)",{"$f":"$C$7*1000000/'1-WASTE'!G34","v":0}]
[null,"Expenditure per tonne of waste handled (US$/ton)",{"$f":"C12/Assumptions!$D$14","v":0},null,{"$f":"IF(ISNUMBER(C13),IF(C13='Scores and recommendations'!$A$181,'Scores and recommendations'!$C$181,IF(C13<='Scores and recommendations'!$A$182,'Scores and recommendations'!$C$182,IF(C13<='Scores and recommendations'!$A$183,'Scores and recommendations'!$C$183,'Scores and recommendations'!$C$184))),0)","v":0},{"$f":"'Scores and recommendations'!C184","v":6},{"$f":"IFERROR(VLOOKUP(E13,'Scores and recommendations'!$C$181:$D$184,2,FALSE),0)","v":"The fact that there is no knowledge about costs for waste management is a strong signal of lack of interest on this issue. "},"range 2-12"]
[]
[null,"% of municipal waste budget allocated for transportation (% of A)",null,null,null,null,null,"recommendations: transport cost can be optimized if citizens participate better to source separation scheme. Landfilling costs should be higher than TPS3R treatment cost, to discourage landfilling. "]
[null,"% of municipal waste budget allocated for TPS3R management (% of A)",null,null,null,null,null,"give recommendations about how an improvement organic waste composting can be beneficial for GHG, even if compost value may be low in dense urban areas. "]
[null,"% of municipal waste budget allocated for large recycling facilities (composting etc. ) (% of A)"]
[null,"% of municipal waste budget allocated for landfill fee (if there's a gate fee) or disposal and operation (if it's owned) (% of A)",null,null,null,null,null,"give recommendations about how an improvement in landfill operation (methane recovery etc. ) can reduce GHG and externalities"]
[null,"% other costs"]
[null,"Check: sum must be 100%",{"$f":"SUM(C15:C19)","v":0},null,{"$f":"IF(ISNUMBER(C16),IF((C16+C17)='Scores and recommendations'!$A$188,'Scores and recommendations'!$C$188,IF((C16+C17)<='Scores and recommendations'!$A$189,'Scores and recommendations'!$C$189,IF((C16+C17)<='Scores and recommendations'!$A$190,'Scores and recommendations'!$C$190,'Scores and recommendations'!$C$191))),0)","v":0},{"$f":"'Scores and recommendations'!C191","v":6},{"$f":"IFERROR(VLOOKUP(E20,'Scores and recommendations'!$C$188:$D$191,2,FALSE),0)","v":"The budget for waste management is completely used for transportation and disposal to the landfill. There is no financial support to recycling facilities, making it very difficult for them to implement a successful business model when the recycling market is at early stages. "}]
[null,"Calculated landfill tipping fee per ton (Rp./ton)",{"$f":"C7*C18*1000000/'1-WASTE'!B82","v":{"$error":"#DIV/0!"}}]
[null,"Double check: official average tipping fee for landfills (Rp./ton)"]
[null,"Calculated landfill tipping fee per ton (US$/ton)",{"$f":"C21/Assumptions!$D$14","v":{"$error":"#DIV/0!"}}]
[]
[null,"Waste collection fee for households: minimum (Rp./month/household)"]
[null,"Waste collection fee for households: maximum (Rp./month/household)"]
[null,"Waste collection fee for households: average (Rp./month/household)"]
[null,"% of the MSW management municipal service covered with waste collection fees, if available. If not, leave blank",null,null,{"$f":"IF(ISNUMBER(C28),IF(C28='Scores and recommendations'!$A$194,'Scores and recommendations'!$C$194,IF(C28<='Scores and recommendations'!$A$195,'Scores and recommendations'!$C$195,IF(C28<='Scores and recommendations'!$A$196,'Scores and recommendations'!$C$196,'Scores and recommendations'!$C$197))),0)","v":0},{"$f":"'Scores and recommendations'!C197","v":6},{"$f":"IFERROR(VLOOKUP(E28,'Scores and recommendations'!$C$194:$D$197,2,FALSE),0)","v":"The fact that there is no data about the amount of collected waste fees from producers means that the local authority is lacking a very important informaton, key to improve strategies aimed at cost transparency and polluter pay principle"}]
[]
[null,"Average expenditure per household for mobile phone bill",null,null,null,null,null,"Average expenditure per capita for mobile phone bill was 17,143 which is around 65,000/household in 2018 https://www.ceicdata.com/en/indonesia/average-monthly-expenditure-per-capita/average-monthly-expenditure-per-capita-post-and-telecommunication-mobile-phone-bill"]
[null,"% of waste collection fee compared to the mobile phone bill",{"$f":"C27/C30","v":{"$error":"#DIV/0!"}},null,null,null,null,"This could easily be around 100%"]
[]
[null,"Monthly Average Expenditure per Capita For Non Food in Urban Areas (Province, 2023)",{"$f":"INDEX(Society!$BE$7:$BE$40,MATCH('1-WASTE'!$B$10,Society!$W$7:$W$40,0))","v":806960.39197144785}]
[null,"per household",{"$f":"C33*INDEX(Society!$CA$7:$CA$40,MATCH('1-WASTE'!$B$10,Society!$W$7:$W$40,0))","v":3389233.646280081}]
[]
[null,"% of waste collection fee compared to monthly households expenditures for non food",{"$f":"C27/C34","v":0},null,{"$f":"IF(ISNUMBER(C36),IF(C36<'Scores and recommendations'!$A$202,'Scores and recommendations'!$C$202,IF(C36<='Scores and recommendations'!$A$203,'Scores and recommendations'!$C$203,IF(C36<='Scores and recommendations'!$A$204,'Scores and recommendations'!$C$204,'Scores and recommendations'!$C$205))),0)","v":0},{"$f":"'Scores and recommendations'!C205","v":6},{"$f":"IFERROR(VLOOKUP(E36,'Scores and recommendations'!$C$202:$D$205,2,FALSE),0)","v":"Waste collection fee is too low. In low-income countries, the acceptable value for a waste collection fee, as a proportion of monthly household expenditures, typically falls between 1% to 2% of a household's total income or expenditures, so that's 2-3% of non-food expenditures. This range is considered affordable and sustainable for households, ensuring that good waste management services can be provided without placing an excessive financial burden on low-income families."},"In advanced situations this should be 1.5 - 2%"]
[]
[null,null,"Score","Max","%"]
[null,"Overall score - ECONOMICS",{"$f":"SUM(E5:E36)","v":0},{"$f":"SUM(F5:F36)","v":30},{"$f":"C39/D39","v":0}]
[]
[null,"Recommendations: economics"]
[null,{"$f":"CONCATENATE(G9,CHAR(10),G13,CHAR(10),G20,CHAR(10),G28,CHAR(10),G36)","v":"The fact that there is no knowledge about costs for waste management is a strong signal of lack of interest on this issue. \nThe fact that there is no knowledge about costs for waste management is a strong signal of lack of interest on this issue. \nThe budget for waste management is completely used for transportation and disposal to the landfill. There is no financial support to recycling facilities, making it very difficult for them to implement a successful business model when the recycling market is at early stages. \nThe fact that there is no data about the amount of collected waste fees from producers means that the local authority is lacking a very important informaton, key to improve strategies aimed at cost transparency and polluter pay principle\nWaste collection fee is too low. In low-income countries, the acceptable value for a waste collection fee, as a proportion of monthly household expenditures, typically falls between 1% to 2% of a household's total income or expenditures, so that's 2-3% of non-food expenditures. This range is considered affordable and sustainable for households, ensuring that good waste management services can be provided without placing an excessive financial burden on low-income families."}]

{"sheet":"4-TPS3R - PDU","index":4,"n_rows":90,"n_cols":16,"rows_kept":90,"cut":false,"hidden":false,"merged":[[14,1,14,3],[13,1,13,3],[69,0,69,2],[38,0,38,1],[39,0,39,1],[49,0,49,1],[57,0,57,1],[63,0,63,1]]}
[]
["Assessment of existing TPS 3Rs"]
["Paste here any relevant media, news, info about the TPS3R in your City"]
["Title","Date","Link","Key messages"]
[]
[]
[]
[]
[]
["Is training for the management of existing TPS3r provided by the City?"]
["Yes/no","Examples:"]
[]
[]
["TPS3R Assessment matrix","Describe in this note below about any difficulty faced to find an available TPS3R - PDU to be interviewed amd to get data"]
["Find an average TPS3R - PDU (one that is representative of the average situation)  and fill the scoring"]
["Database with existing TPS3R and addresses:","https://sipsn.menlhk.go.id/sipsn/public/home/fasilitas/tps3r"]
[null,null,"Unit","Score","Max","Notes/recommendations"]
["Source of income","Total in a fixed period (Rp.)"]
["Sale of recyclables (plastic, metal, paper)",null,"Rp./month"]
["Sale of compost",null,"Rp./month"]
["Collection waste levies paid by households",null,"Rp./month"]
["Others",null,"Rp./month"]
["Total income",{"$f":"SUM(B19:B22)","v":0},"Rp./month"]
["% of income represented by collection fees",{"$f":"B21/B23","v":{"$error":"#DIV/0!"}},"%",{"$f":"IF(ISNUMBER(B24),IF(B24<='Scores and recommendations'!$A$211,'Scores and recommendations'!$C$211,IF(B24<='Scores and recommendations'!$A$212,'Scores and recommendations'!$C$212,IF(B24<='Scores and recommendations'!$A$213,'Scores and recommendations'!$C$213,'Scores and recommendations'!$C$214))),0)","v":0},{"$f":"'Scores and recommendations'!C214","v":6},{"$f":"IF(ISNUMBER(B24),IF(B24<='Scores and recommendations'!$A$211,'Scores and recommendations'!$D$211,IF(B24<='Scores and recommendations'!$A$212,'Scores and recommendations'!$D$212,IF(B24<='Scores and recommendations'!$A$213,'Scores and recommendations'!$D$213,'Scores and recommendations'!$D$214))),0)","v":0}]
["% of income represented by compost sale",{"$f":"B20/B23","v":{"$error":"#DIV/0!"}},"%",{"$f":"IF(ISNUMBER(B25),IF(B25<='Scores and recommendations'!$A$217,'Scores and recommendations'!$C$217,IF(B25<='Scores and recommendations'!$A$218,'Scores and recommendations'!$C$218,IF(B25<='Scores and recommendations'!$A$219,'Scores and recommendations'!$C$219,'Scores and recommendations'!$C$220))),0)","v":0},{"$f":"'Scores and recommendations'!C220","v":6},{"$f":"IF(ISNUMBER(B25),IF(B25<='Scores and recommendations'!$A$217,'Scores and recommendations'!$D$217,IF(B25<='Scores and recommendations'!$A$218,'Scores and recommendations'!$D$218,IF(B25<='Scores and recommendations'!$A$219,'Scores and recommendations'!$D$219,'Scores and recommendations'!$D$220))),0)","v":0}]
[]
["Total expenditures"]
["Salary",null,"Rp./month"]
["Maintenance ",null,"Rp./month"]
["Ordinary equipments",null,"Rp./month"]
["Tax and administration",null,"Rp./month"]
["Others",null,"Rp./month"]
["Total expenditures",{"$f":"SUM(B28:B32)","v":0},"Rp./month"]
["Total % income vs. total operational expenditures",{"$f":"B23/B33","v":{"$error":"#DIV/0!"}},"%",{"$f":"IF(ISNUMBER(B34),IF(B34<='Scores and recommendations'!$A$223,'Scores and recommendations'!$C$223,IF(B34<='Scores and recommendations'!$A$224,'Scores and recommendations'!$C$224,IF(B34<='Scores and recommendations'!$A$225,'Scores and recommendations'!$C$225,'Scores and recommendations'!$C$226))),0)","v":0},{"$f":"'Scores and recommendations'!C226","v":6},{"$f":"IF(ISNUMBER(B34),IF(B34<='Scores and recommendations'!$A$223,'Scores and recommendations'!$D$223,IF(B34<='Scores and recommendations'!$A$224,'Scores and recommendations'!$D$224,IF(B34<='Scores and recommendations'!$A$225,'Scores and recommendations'!$D$225,'Scores and recommendations'!$D$226))),0)","v":0}]
[]
[]
[null,null,null,null,null,null,null,null,null,null,null,null,null,null,"example: Article","https://www.researchgate.net/publication/331023515_Strategi_Optimalisasi_Pengelolaan_Sampah_Terpadu_Di_Desa_Sanur_Kauh_Denpasar"]
[null,null,null,null,"Areas:",null,null,null,"weighted score"]
["Strenghts and Weakness assessment: give a score from 1 to 5: 5 when the sentence is always true",null,"Notes",null,"Organization","Long term Sustainability","Organic fraction","check: total","Organization","Long term Sustainability","Organic fraction"]
["TPS3R structure"]
["Internal organizational structure assessment",null,null,null,0.8,0.2,0,{"$f":"SUM(E41:G41)","v":1},{"$f":"($B41/5)*E41","v":0},{"$f":"($B41/5)*F41","v":0},{"$f":"($B41/5)*G41","v":0}]
["Adequate equipment for dry recyclables sorting",null,null,null,0.7,0.3,null,{"$f":"SUM(E42:G42)","v":1},0,0,0]
["Adequate equipment for organic waste composting",null,null,null,0.2,null,0.8,1,0,0,0]
["Enough Human resources for collection",null,null,null,0.6,0.4,null,1,0,0,0]
["Enough human resources for dry recyclables sorting",null,null,null,0.6,0.4,null,1,0,0,0]
["Enough human resources for composting",null,null,null,0.6,null,0.4,1,0,0,0]
["Are human resources provided with a constant training ",null,null,null,0.8,0.2,null,1,0,0,0]
["Are lab analysis performed on compost produced",null,null,null,0.2,null,0.8,{"$f":"SUM(E48:G48)","v":1},0,0,0]
["Is the final compost contaminated with small pieces of plastics",null,null,null,null,0.2,0.8,{"$f":"SUM(E49:G49)","v":1},0,0,0]
["Business model"]
["Operational costs are lower than income (5=lower, 1=higher)",null,null,null,0.2,0.8,null,{"$f":"SUM(E51:G51)","v":1},{"$f":"($B51/5)*E51","v":0},0,0]
["Do households pay the waste collection fee timely",null,null,null,0.4,0.6,null,1,0,0,0]
["Do small businesses pay waste collection fee timely",null,null,null,0.4,0.6,null,1,0,0,0]
["Are there sanctions and enforcement for those not paying fees",null,null,null,0.4,0.6,null,1,0,0,0]
["May households be willing to pay a higher fee for a better service (frequency, etc): 5=for sure, 1=no",null,null,null,0.2,0.8,null,1,0,0,0]
["Business network for the sale of recyclables",null,null,null,0.5,0.5,null,1,0,0,0]
["Business network for the sale of compost",null,null,null,0.5,0.5,null,1,0,0,0]
["Waste collection structure"]
["Adequate fleet / pushcarts for waste collection",null,null,null,0.6,0.2,0.2,1,{"$f":"($B59/5)*E59","v":0},0,0]
["Do household separate dry recyclables at source (5) or deliver it mixed (1)",null,null,null,0.2,0.8,null,1,0,0,0]
["Do households separate food waste at source (5) or deliver it mixed (1)",null,null,null,0.2,null,0.8,1,0,0,0]
["Do households have separate bins for separating at source (5 = everyone, 1= nobody)",null,null,null,0.4,null,0.6,1,0,0,0]
["Do large generators of food waste deliver to the TPS3R (5=always, 1 = never)",null,null,null,0.2,null,0.8,1,0,0,0]
["Relationship with the community"]
["Is there a regulation that bind all communities to become TPS3R customers?",null,null,null,null,1,null,{"$f":"SUM(E65:G65)","v":1},{"$f":"($B65/5)*E65","v":0},0,0]
["Is it enforced locally?",null,null,null,null,1,null,1,0,0,0]
["Does the collection crew do sensitization to citizens when collecting ",null,null,null,0.6,0.2,0.2,{"$f":"SUM(E67:G67)","v":1},0,0,0]
["Did the surrounding community approve and support the idea of the the construction of the TPS3R?",null,null,null,null,1,null,{"$f":"SUM(E68:G68)","v":1},0,0,0]
["Complaints from neighbourhood (odors, abandoned waste etc): 5=never, 1=always",null,null,null,0.4,0.3,0.3,1,0,0,0]
["Success stories: post in column C link to at least 3 articles/reports/videos of success stories related to TPS3R in your area",null,null,"Score"]
["Success story 1","description 2",null,{"$f":"IF(ISBLANK(C71),0,2)","v":0}]
["Success story 2","descripion 2",null,{"$f":"IF(ISBLANK(C72),0,2)","v":0}]
["Success story 3","description 3",null,0]
[]
[null,null,null,"max",{"$f":"SUM(E41:E69)","v":9.7000000000000011},{"$f":"SUM(F41:F69)","v":10.6},{"$f":"SUM(G41:G69)","v":5.6999999999999993},"TOTAL",{"$f":"SUM(I41:I69)","v":0},{"$f":"SUM(J41:J69)","v":0},{"$f":"SUM(K41:K69)","v":0}]
[null,null,null,null,null,null,null,"% of max",{"$f":"I75/E75","v":0},{"$f":"J75/F75","v":0},0]
[null,null,null,null,null,null,null,"Score",{"$f":"IF(ISNUMBER(I76),IF(I76<='Scores and recommendations'!$A$230,'Scores and recommendations'!$C$230,IF(I76<='Scores and recommendations'!$A$231,'Scores and recommendations'!$C$231,IF(I76<='Scores and recommendations'!$A$232,'Scores and recommendations'!$C$232,'Scores and recommendations'!$C$233))),0)","v":0},{"$f":"IF(ISNUMBER(J76),IF(J76<='Scores and recommendations'!$A$240,'Scores and recommendations'!$C$240,IF(J76<='Scores and recommendations'!$A$241,'Scores and recommendations'!$C$241,IF(J76<='Scores and recommendations'!$A$242,'Scores and recommendations'!$C$242,'Scores and recommendations'!$C$243))),0)","v":0},{"$f":"IF(ISNUMBER(K76),IF(K76<='Scores and recommendations'!$A$251,'Scores and recommendations'!$C$251,IF(K76<='Scores and recommendations'!$A$252,'Scores and recommendations'!$C$252,IF(K76<='Scores and recommendations'!$A$253,'Scores and recommendations'!$C$253,'Scores and recommendations'!$C$254))),0)","v":0}]
[null,null,null,null,null,null,null,"Max",{"$f":"'Scores and recommendations'!C233","v":6},{"$f":"'Scores and recommendations'!C243","v":6},{"$f":"'Scores and recommendations'!C254","v":6}]
[null,null,null,null,null,null,null,"Recommendation",{"$f":"IF(ISNUMBER(I76),IF(I76<='Scores and recommendations'!$A$230,'Scores and recommendations'!$D$230,IF(I76<='Scores and recommendations'!$A$231,'Scores and recommendations'!$D$231,IF(I76<='Scores and recommendations'!$A$232,'Scores and recommendations'!$D$232,'Scores and recommendations'!$D$233))),0)","v":"The organisational capacity is very low and will hamper long term sustainability. Please consider the following: Human resource training addressing not only operational skill for sorting, but also sensitization activities towards households. Maintain and improve the timeliness of waste collection so that a strict obligation to pay waste fees is established. Find the best way to enforce sanctions for those not paying waste fee timely and doing open dumping. "},{"$f":"IF(ISNUMBER(J76),IF(J76<='Scores and recommendations'!$A$240,'Scores and recommendations'!$D$240,IF(J76<='Scores and recommendations'!$A$241,'Scores and recommendations'!$D$241,IF(J76<='Scores and recommendations'!$A$242,'Scores and recommendations'!$D$242,'Scores and recommendations'!$D$243))),0)","v":"Long term sustainability seems very low. Please consider  the following: \nGet to a higher economic sustainability by increasing household waste fee. Perform a survey amongst farmers and other potential compost users in order to understand the acceptance of compost, misconceptions and willingness to pay a certain price. "},{"$f":"IF(ISNUMBER(K76),IF(K76<='Scores and recommendations'!$A$251,'Scores and recommendations'!$D$251,IF(K76<='Scores and recommendations'!$A$252,'Scores and recommendations'!$D$252,IF(K76<='Scores and recommendations'!$A$253,'Scores and recommendations'!$D$253,'Scores and recommendations'!$D$254))),0)","v":"Organic fraction of waste is currently neglected. Please consider the following: Optimize the composting equiplment aiming at a better compost quality, to increase the production of compost fertilizer to be acceptable to meet farmers' needs and avoid selling very far away. Do sensitization campaigns with households to explain the benefits of delivering the organic fraction well separated and with no contaminants. Find support to improve machinery for composting in order to optimize the process (e.g. forced ventilation, turning). "}]
["Recommendations"]
[{"$f":"I79","v":"The organisational capacity is very low and will hamper long term sustainability. Please consider the following: Human resource training addressing not only operational skill for sorting, but also sensitization activities towards households. Maintain and improve the timeliness of waste collection so that a strict obligation to pay waste fees is established. Find the best way to enforce sanctions for those not paying waste fee timely and doing open dumping. "}]
[{"$f":"J79","v":"Long term sustainability seems very low. Please consider  the following: \nGet to a higher economic sustainability by increasing household waste fee. Perform a survey amongst farmers and other potential compost users in order to understand the acceptance of compost, misconceptions and willingness to pay a certain price. "}]
[{"$f":"K79","v":"Organic fraction of waste is currently neglected. Please consider the following: Optimize the composting equiplment aiming at a better compost quality, to increase the production of compost fertilizer to be acceptable to meet farmers' needs and avoid selling very far away. Do sensitization campaigns with households to explain the benefits of delivering the organic fraction well separated and with no contaminants. Find support to improve machinery for composting in order to optimize the process (e.g. forced ventilation, turning). "}]
[]
[]
[]
[]
[]
[null,null,"Score","Max","%"]
[null,"Overall score - TPS3R - PDU",{"$f":"SUM(D24:D25,D34,I77:K77,D71:D73)","v":0},{"$f":"SUM(E24:E25,E34,I78:K78+6)","v":54},{"$f":"C90/D90","v":0}]

{"sheet":"5-GHG emissions","index":5,"n_rows":27,"n_cols":14,"rows_kept":27,"cut":false,"hidden":false,"merged":[]}
["Total waste generation",{"$f":"'1-WASTE'!$G$29","v":369019.82},"ton/year"]
[null,null,null,null,"Notes"]
["Unmanaged waste"]
["Total amount",{"$f":"'1-WASTE'!B51","v":369019.82},"ton/year",null,"be careful that the key parameter here is in 1-Waste!B50 (% of population covered with service)",null,null,null,"Organic fraction generated",{"$f":"B1*'1-WASTE'!G5","v":149084.00728000002}]
[null,null,null,null,null,"Source","CO2e estimated",null,null,"Best scenario"]
["Estimated % open dumping",null,null,null,"This is the estimated % of what happens to unmanaged waste","https://www.sciencedirect.com/science/article/pii/S2468227620303756 and others",null,null,null,"%","tonnes","CO2e (t/t waste)"]
["Estimated % open burning",null,null,null,"This is the estimated % of what happens to unmanaged waste","SWEET model and other sources",null,null,"composted",0.7,{"$f":"$J$4*J7","v":104358.80509600001},{"$f":"D11","v":0.05},{"$f":"K7*L7","v":5217.9402548000007}]
[null,{"$f":"SUM(B6:B7)","v":0},{"$f":"IF(B8<>1,\"Sum must be 100%\",\"\")","v":"Sum must be 100%"},null,"This sum must be 100%",null,null,null,"sanitary landfill with biogas recovery",0.3,{"$f":"$J$4*J8","v":44725.202184000002},{"$f":"D17","v":2},{"$f":"K8*L8","v":89450.404368000003}]
[null,null,null,"Emissions: factor",null,null,null,null,"sanitary landfill ",0,0,{"$f":"D16","v":4},0]
["Organic fraction: sum of management",null,null,"ton CO2eq/ton waste",null,null,null,null,"controlled landfill",0,0,{"$f":"D15","v":9},0]
["Composted in TPS3R - PDU, or large scale facilities",{"$f":"'1-WASTE'!B74*310","v":0},"ton/year",0.05,"This comes from sheet 1-Waste cell B74",null,{"$f":"B11*D11","v":0},null,"open dumping",0,0,{"$f":"D12","v":7},0]
["To open dumps",{"$f":"$B$4*'1-WASTE'!$I$5*B6","v":0},"ton/year",7,null,null,{"$f":"B12*D12","v":0},null,"open burning",0,0,{"$f":"D13","v":2.5},0]
["To open burning",{"$f":"$B$4*'1-WASTE'!$I$5*B7","v":0},"ton/year",2.5,null,null,0,null,null,null,null,null,{"$f":"SUM(M7:M12)","v":94668.34462280001},"Total"]
["Type of landfill: controlled, sanitary, sanitary with biogas recovery",{"$f":"'1-WASTE'!C132","v":0},null,null,"Controlled landfills have fewer environmental protection features compared to sanitary landfills. They may include a liner at the base, but it is often less robust (e.g., clay rather than synthetic materials). They may also have basic leachate collection systems, but not as advanced as those in sanitary landfills."]
["Not recovered (landfilled) in controlled landfills",{"$f":"IF($B$14=Tabs!I4,'1-WASTE'!B46*Assumptions!$D$5,0)","v":0},"ton/year",9,null,null,0]
["Not recovered (landfilled) in sanitary landfills",{"$f":"IF($B$14=Tabs!I5,'1-WASTE'!B47*Assumptions!$D$5,0)","v":0},"ton/year",4,null,null,0]
["Not recovered (landfilled) in sanitary landfills with biogas recovery",{"$f":"IF($B$14=Tabs!I6,'1-WASTE'!B48*Assumptions!$D$5,0)","v":0},"ton/year",2,null,null,0]
[]
["Current scenario: emissions ",{"$f":"SUM(G11:G17)","v":0}]
["Best scenario: emissions",{"$f":"M13","v":94668.34462280001},null,"Score","Max","Recommendations"]
["Difference with best scenario",{"$f":"(B19-B20)/B20","v":-1},null,{"$f":"IF(ISNUMBER(B21),IF(B21>'Scores and recommendations'!$A$260,'Scores and recommendations'!$C$260,IF(B21>='Scores and recommendations'!$A$261,'Scores and recommendations'!$C$261,IF(B21>='Scores and recommendations'!$A$262,'Scores and recommendations'!$C$262,'Scores and recommendations'!$C$263))),0)","v":6},{"$f":"'Scores and recommendations'!C263","v":6},{"$f":"IFERROR(VLOOKUP(D21,'Scores and recommendations'!$C$260:$D$263,2,FALSE),0)","v":"The city has almost reached the best performing scenario in terms of CO2 emissions, congratulations!"}]
[]
[null,"Score","Max","%"]
["Overall score - GHG emissions",12,45,{"$f":"B24/C24","v":0.26666666666666666}]
[]
["Recommendations"]
[{"$f":"F21","v":"The city has almost reached the best performing scenario in terms of CO2 emissions, congratulations!"}]

{"sheet":"Scores and recommendations","index":6,"n_rows":263,"n_cols":9,"rows_kept":263,"cut":false,"hidden":false,"merged":[]}
[null,"1-WASTE"]
[]
[null,"Waste handling and treatment"]
[null,"% of waste managed","Score","Recommendation"]
[0.4,{"$f":"CONCATENATE(\"<\",TEXT(A5,\"0%\"),\" of generated, net of waste banks\")","v":"<40% of generated, net of waste banks"},0,"very low.  The majority of waste is either dumped into uncontrolled sites, rivers, or burned, generating SLCP (Short Lived Climate Pollutants)."]
[0.6,{"$f":"CONCATENATE(TEXT(A5,\"0%\"),\" - \",TEXT(A6,\"0%\"),\" of generated, net of waste banks\")","v":"40% - 60% of generated, net of waste banks"},2,"low.  Apparently, about half of generated waste is either dumped into uncontrolled sites, rivers, or burned, generating SLCP (Short Lived Climate Pollutants)."]
[0.8,{"$f":"CONCATENATE(TEXT(A6,\"0%\"),\" - \",TEXT(A7,\"0%\"),\" of generated, net of waste banks\")","v":"60% - 80% of generated, net of waste banks"},4,"higher than indonesian average but still low.  A lot of waste is either dumped into uncontrolled sites, rivers, or burned, generating SLCP (Short Lived Climate Pollutants)."]
[null,{"$f":"CONCATENATE(\"> \",TEXT(A7,\"0%\"),\" of generated, net of waste banks\")","v":"> 80% of generated, net of waste banks"},6,"Almost all of generated municipal waste is collected. Now the focus should be on closing remaining open dumps and on the treatment side, giving priority to the valorisation of the organic fraction"]
[]
[]
[null,"Number of waste banks / 10,000 inhabitants","Score","Recommendation"]
[0.4,{"$f":"CONCATENATE(\"<\",A12,\" \")","v":"<0,4 "},0,"Low. "]
[0.8,{"$f":"CONCATENATE(A12,\" - \",A13,\" \")","v":"0,4 - 0,8 "},2,"Average. "]
[1.2,{"$f":"CONCATENATE(A13,\" - \",A14,\" \")","v":"0,8 - 1,2 "},4,"Higher than average. "]
[1.4,{"$f":"CONCATENATE(\"> \",A14,\" \")","v":"> 1,2 "},6,"Much higher than average. "]
[]
[]
[null,"Number of TPS 3R / 10,000 inhabitants","Score","Recommendation"]
[0.4,{"$f":"CONCATENATE(\"<\",A19,\" \")","v":"<0,4 "},0,"Low. "]
[0.8,{"$f":"CONCATENATE(A19,\" - \",A20,\" \")","v":"0,4 - 0,8 "},2,"Average. "]
[1.2,{"$f":"CONCATENATE(A20,\" - \",A21,\" \")","v":"0,8 - 1,2 "},4,"Higher than average. "]
[1.4,{"$f":"CONCATENATE(\"> \",A21,\" \")","v":"> 1,2 "},6,"Much higher than average. "]
[]
[null,"TPS"]
[null,{"$f":"'1-WASTE'!A58","v":"Do TPS comply with the requirement of separation into 5 fractions, especially focusing on the organic fraction?"},"Score","Recommendation"]
[null,"None of them",0,"TPS are the first point in which citizens and waste collectors approach: the must be designed according to the law to deal with the organic fraction, not to be delivered with mixed waste. "]
[null,"Just a few of them (1 - 40% of TPS)",2,"TPS are the first point in which citizens and waste collectors approach: the must be designed according to the law to deal with the organic fraction, not to be delivered with mixed waste. "]
[null,"About half of them (40 - 60% of TPS)",4,"TPS are the first point in which citizens and waste collectors approach: the must be designed according to the law to deal with the organic fraction, not to be delivered with mixed waste. "]
[null,"Most of them (60-99% of TPS)",6,"TPS are the first point in which citizens and waste collectors approach: the must be designed according to the law to deal with the organic fraction, not to be delivered with mixed waste. "]
[null,"All of them ",8,"TPS are the first point in which citizens and waste collectors approach: the must be designed according to the law to deal with the organic fraction, not to be delivered with mixed waste. It's great that all of them have this separation. "]
[]
[]
[null,"% of waste composted on estimated generation","Score","Recommendation"]
[0.1,{"$f":"CONCATENATE(\"<\",TEXT(A34,\"0%\"),\" of generated\")","v":"<10% of generated"},0,"A very little amount of organic fraction is treated by composting. "]
[0.3,{"$f":"CONCATENATE(TEXT(A34,\"0%\"),\" - \",TEXT(A35,\"0%\"),\" of generated\")","v":"10% - 30% of generated"},2,"Some of the organic fraction is treated by composting. "]
[0.5,{"$f":"CONCATENATE(TEXT(A35,\"0%\"),\" - \",TEXT(A36,\"0%\"),\" of generated\")","v":"30% - 50% of generated"},4,"A significant amount of the organic fraction is treated by composting. "]
[null,{"$f":"CONCATENATE(\"> \",TEXT(A36,\"0%\"),\" of generated\")","v":"> 50% of generated"},6,"A very high amount of the organic fraction is treated by composting. "]
[]
[]
[]
[]
[]
[]
[null,"Composting in TPS 3R","Score","Recommendation"]
[null,{"$f":"'1-WASTE'!A88","v":"Is composting activity or black soldier flies performed in TPS 3R?"},null,null,null,"Case study of Temesi: ","https://youtu.be/aMivfGf8fs4?feature=shared"]
[null,"Yes, always performed",8,"The fact that composting is always operational is a significant step forward. "]
[null,"Only partially performed, limited amount",4,"Please focus on the improvement of the implementation of composting in all TPS3R. "]
[null,"Barely never ",0,"Please focus on the implementation of composting in all TPS3R. "]
[]
[]
[]
[]
[null,{"$f":"'1-WASTE'!B95","v":"Total - barriers to composting"},"Score","Recommendation"]
[2,{"$f":"CONCATENATE(\"<\",A54,\" \")","v":"<2 "},6,"Composting in your area is not facing  barriers, which is good aiming at a significant prevention of Greenhouse gases emission. "]
[6,{"$f":"CONCATENATE(A54,\" - \",A55,\" \")","v":"2 - 6 "},4,"Composting in your area is facing some barriers, try to overcome them aiming at a significant prevention of Greenhouse gases emission. "]
[10,{"$f":"CONCATENATE(A55,\" - \",A56,\" \")","v":"6 - 10 "},2,"Composting in your area is  facing quite strong barriers, be careful with that aiming at a significant prevention of Greenhouse gases emission. "]
[null,{"$f":"CONCATENATE(\"> \",A56,\" \")","v":"> 10 "},0,"Composting in your area is  facing a lot of barriers, and this is hampering significantly the prevention of Greenhouse gases emission. "]
[]
[null,{"$f":"Tabs!I1","v":"Landfill - operational system"},"Score"]
[null,{"$f":"Tabs!I3","v":"Open dumping"},0]
[null,{"$f":"Tabs!I4","v":"Controlled landfill"},2]
[null,{"$f":"Tabs!I5","v":"Sanitary landfill"},4]
[]
[]
[]
[null,{"$f":"Tabs!P1","v":"Equipment for sorting and pretreatment:"},"Score"]
[null,{"$f":"Tabs!P3","v":"Yes, fully operational"},{"$f":"Tabs!Q3","v":5}]
[null,{"$f":"Tabs!P4","v":"Only in limited parts"},{"$f":"Tabs!Q4","v":4}]
[null,{"$f":"Tabs!P5","v":"Foreseen in the future"},{"$f":"Tabs!Q5","v":3}]
[null,{"$f":"Tabs!P6","v":"Not present and not foreseen"},{"$f":"Tabs!Q6","v":1}]
[null,{"$f":"Tabs!P7","v":"Don't know"},{"$f":"Tabs!Q7","v":1}]
[null,{"$f":"Tabs!P8","v":0},{"$f":"Tabs!Q8","v":0}]
[]
[]
[null,"Main landfill - operational evaluation","Score","Recommendation"]
[4,"overall score",null,"The main landfill seems to be poorly operated, there is lack of machinery for pretreatment and composting prior to landfilling or this data is even unavailable, signaling a lack of knowledge. "]
[8,"overall score",null,"The main landfill seems to be poorly operated, there is lack of machinery for pretreatment and composting prior to landfilling and some is just foreseen for the future. "]
[12,"overall score",null,"The main landfill seems to have some machinery for pretreatment and composting prior to landfilling and some is just foreseen for the future, which is a step in the right direction. "]
[null,"overall score max",{"$f":"C62+C67+C67+C67","v":19},"The main landfill seems to be well operated, with some machinery for pretreatment and composting prior to landfilling and some is just foreseen for the future, which is a step in the right direction. "]
[]
[]
[null,{"$f":"'1-WASTE'!B144","v":"% of input organics"},"Score","Recommendation"]
[0,"0%",0,"The fact that there is no treatment of organics prior to landfilling poses a significant threat in terms of GHG emissions. "]
[0.1,{"$f":"CONCATENATE(\"<\",TEXT(A84,\"0%\"))","v":"<10%"},2,"Pre-treatment of organics is limited to a very small amount, so the main part of it converts to methane which if not recovered is an impactful  GHG"]
[0.2,{"$f":"CONCATENATE(TEXT(A84,\"0%\"),\"-\",TEXT(A85,\"0%\"))","v":"10%-20%"},4,"Pre-treatment of organics is in place but with limited amounts, should be improved to avoid the generation of impactful  GHG"]
[null,{"$f":"CONCATENATE(\">\",TEXT(A85,\"0%\"))","v":">20%"},6,"Pre-treatment of organics is in place: ideally all the organic fraction should be treated with composting or biostabilization prior to landfilling according to the most advanced waste legislation "]
[]
[]
[null,"Landfill - expected lifetime","Score","Recommendation"]
[2,{"$f":"CONCATENATE(\"<\",A90,\" years\")","v":"<2 years"},0,"The expected lifetime of existing landfills (TPA) is very low. It may be higher than this number just because a lot of illegal open dumping and burning takes place, but urgent actions must be taken to increase recycling, fight open dumping and build new sanitary landfills and treatment plants to ensure a viable long term solution"]
[5,{"$f":"CONCATENATE(A90,\" - \",A91,\" years\")","v":"2 - 5 years"},2,"The expected lifetime of existing landfills (TPA) is  low. It may be higher than this number just because a lot of illegal open dumping and burning takes place, but urgent actions must be taken to increase recycling, fight open dumping and build new sanitary landfills and treatment plants to ensure a viable long term solution"]
[10,{"$f":"CONCATENATE(A91,\" - \",A92,\" years\")","v":"5 - 10 years"},4,"The expected lifetime of existing landfills (TPA) is not so low, and may be higher than this number just because a lot of illegal open dumping and burning takes place, but quick actions must be taken to increase recycling, fight open dumping and build new sanitary landfills and treatment plants to ensure a viable long term solution"]
[null,{"$f":"CONCATENATE(\"> \",A92,\" years\")","v":"> 10 years"},6,"The expected lifetime of existing landfills (TPA) is high. However, new ambitious targets must be set to increase recycling, fight open dumping and build new sanitary landfills and treatment plants to ensure a viable long term solution"]
[]
[null,"2-GOVERNANCE"]
[]
[]
[]
[null,{"$f":"'2-GOVERNANCE'!A5","v":"Waste management roadmap"}]
[null,{"$f":"'2-GOVERNANCE'!A6","v":"Does the city has a waste management roadmap / strategic plan and what's its current level of implementation?"},"Score","Recommendation"]
[null,"There is currently no local waste management plan / strategy / roadmap",0]
[null,"It has been approved recently, still no monitoring of its progress",2]
[null,"It is approved and monitored, but targets are far away from the current situation",4]
[null,"It is approved and monitored, and its implementation is on track to achieve the foreseen targets in the reference timeframe",6]
[]
[]
[null,{"$f":"'2-GOVERNANCE'!A7","v":"Waste minimization"}]
[null,{"$f":"'2-GOVERNANCE'!A8","v":"What’s the local current achievement of the targets stated by Presidential Decree 97 / 2017 (reduction of 30% by volume and recycle 70% by 2025) ?"},"Score"]
[null,"Targets are not monitored",0]
[null,"Targets are monitored but far away from meeting them by 2025",2]
[null,"On track to meet the targets by 2025",4]
[null,"Already met the targets",6]
[]
[]
[null,{"$f":"'2-GOVERNANCE'!A9","v":"Are large generators of food waste listed in a registry  with a tracking system of the amount they generate with a view to  the goal of 30% reduction of food waste by 2029 being measured?"},"Score"]
[null,"No",0]
[null,"Early talks about its implementation",2]
[null,"This is part of the implementation of approved local strategic plans",4]
[null,"Yes, the registry is operational and amounts are measured ",6]
[]
[]
[null,{"$f":"'2-GOVERNANCE'!A10","v":"Are incentives / disincentives mechanisms (article 22 - Law 75-2019) applied?"},"Score"]
[null,"No",0]
[null,"Early talks about its implementation",2]
[null,"Variable waste collection fees for users",4]
[null,"Variable waste fee and a landfill tax to promote recycling instead of landfilling",6]
[]
[]
[]
[null,{"$f":"'2-GOVERNANCE'!A12","v":"Fight plastic waste pollution"}]
[null,{"$f":"'2-GOVERNANCE'!A13","v":"Does the city have specific policies to fight plastic pollution such as integrating  with the EPR and Plastic Credit mechanisms established by Ministerial Regulation 75-2019?"},"Score"]
[null,"No",0]
[null,"Fines for littering",2]
[null,"Sensitization campaigns, fines for littering",4]
[null,"Yes, EPR is integrated and revenues from EPR are dedicated to improve the collection and sensitization",6]
[]
[]
[null,{"$f":"'2-GOVERNANCE'!A14","v":"Has the city implemented policies to reduce plastic bags ? "},"Score"]
[null,"No specific policy",0]
[null,"Levies on purchase of shopping bags (planned)",2]
[null,"Levies on purchase of shopping bags (implemented)",4]
[null,"Levies on purchase of shopping bags (implemented), and other strategies",6]
[]
[]
[]
[null,{"$f":"'2-GOVERNANCE'!A16","v":"Reduce waste open burning"}]
[null,{"$f":"'2-GOVERNANCE'!A17","v":"What's the current status and policies to avoid open burning and river dumping? "},"Score"]
[null,"No specific policy",0]
[null,"Prohibition of open burning established",2]
[null,"Prohibition, fines and enforcement",4]
[null,"Prohibition, fines, enforcement, sensitization campaigns",6]
[]
[]
[null,{"$f":"'2-GOVERNANCE'!A18","v":0}]
[null,{"$f":"'2-GOVERNANCE'!A19","v":"Avoid GHG emissions from organic fraction"}]
[null,{"$f":"'2-GOVERNANCE'!A20","v":"Is there a city strategy to promote / expand separation of organic waste including  composting either with decentralised schemes (TPS3R) or large scale facilities?"},"Score"]
[null,"No specific policy",0]
[null,"Composting is active in a few TPS3R or dedicated plants. A small percentage of the population separates organics",2]
[null,"Composting is active in most of  TPS3R, or in dedicated plants. A significant part of the population and large generators separate organics",4]
[null,"Composting is active in most of  TPS3R or dedicated plants, and there are plans to build more large scale composting facilities. A significant part of the population and large generators separate organics",6]
[]
[null,"Governance - overall evaluation","Score","Recommendation"]
[12,"overall score",null,"In terms of governance, the overall score is very low. According to the provided answers, a lot of policies and actions have still to be implemented. "]
[24,"overall score",null,"In terms of governance, the overall score is  low. According to the provided answers, a lot of policies and actions have still to be implemented. "]
[36,"overall score",null,"In terms of governance, the overall score is quite good. According to the provided answers,  many policies and actions have been framed, now the implementation and enforcement is crucial. "]
[null,"overall score max",{"$f":"C104+C112+C119+C126+C135+C142+C151+C160","v":48},"In terms of governance, the overall score is high. According to the provided answers,  many policies and actions have been framed, and their  implementation and enforcement seems to be on track. "]
[]
[]
[]
[]
[null,"3-ECONOMICS"]
[]
[null,{"$f":"'3-ECONOMICS'!B9","v":"% of costs dedicated to waste management"},"Score","Recommendation"]
[0,"Data not available",0,"The fact that there is no knowledge about costs for waste management is a strong signal of lack of interest on this issue. "]
[0.02,{"$f":"CONCATENATE(\"<\",TEXT(A175,\"0%\"))","v":"<2%"},2,"Budget allocated for waste management is low compared to Indonesian average (2.5%) whereas a substantially higher budget of up to 5% or more is normally required to provide adequate services."]
[0.04,{"$f":"CONCATENATE(TEXT(A175,\"0%\"),\"-\",TEXT(A176,\"0%\"))","v":"2%-4%"},4,"Budget allocated for waste management is in line with Indonesian average (2.5%) but a  higher budget of up to 5% or more is normally required to provide adequate services."]
[null,{"$f":"CONCATENATE(\">\",TEXT(A176,\"0%\"))","v":">4%"},6,"Budget allocated for waste management is higher than Indonesian average (2.5%); a  budget of up to 5% or more is normally required to provide adequate services."]
[null,null,null,"On average, cities allocate 2.5% of their municipal budgets to solid waste management, whereas a substantially higher budget of up to 5% or more is normally required to provide adequate services. Also at regional level, according to GIZ study, Regional PUPR government budgeting for CAPEX and OPEX for waste management is small (0.3-0.5% APBD).\nAlways reluctant to raise service charges, local governments recognize that the investments and properly priced charges for operational costs will involve a very high tariff compared with present arrangements (currently less than 40% of O&M costs are recovered, this figure varies largely across cities in Indonesia). Local governments are always concerned about the unpopularity of raising fees before the improved quality of the service has been demonstrated. At the same time, it is not sustainable to continue the current situation of heavy subsidies, lack of suitable investment capital, poor revenue generation and expect improved performance in the future."]
[]
[null,{"$f":"'3-ECONOMICS'!$B$13","v":"Expenditure per tonne of waste handled (US$/ton)"},"Score","Recommendation"]
[0,"Data not available",0,"The fact that there is no knowledge about costs for waste management is a strong signal of lack of interest on this issue. "]
[50,"USD / tons",2,"The expenditure per tonne of waste is too low. Indonesia is now classified as upper-middle income countries, so the affordability limit for total cost of waste management ranges 120-255 USD( (ISWA, 2015). "]
[100,"USD / tons",4,"The expenditure per tonne of waste is  low. Indonesia is now classified as upper-middle income countries, so the affordability limit for total cost of waste management ranges 120-255 USD( (ISWA, 2015). "]
[null,"USD / tons",6,"The expenditure per tonne of waste is quite in the range of upper-middle income countries, where Indonesia is now classified, so the affordability limit for total cost of waste management ranges 120-255 USD( (ISWA, 2015). "]
[null,null,null,"According to https://eng.mst.dk/media/5kzhajny/study-of-waste-management-in-indonesia-2020.pdf Table 3, for upper-middle income countries the affordability limit for total cost of waste management in USD/tons range is 120-255"]
[]
[null,"% of municipal waste budget allocated for TPS3R management  and large recycling facilities. (% of A)","Score","Recommendation"]
[0,null,0,"The budget for waste management is completely used for transportation and disposal to the landfill. There is no financial support to recycling facilities, making it very difficult for them to implement a successful business model when the recycling market is at early stages. "]
[0.1,null,2,"The budget for waste management is almost completely used for transportation and disposal to the landfill. There is low financial support to recycling facilities, making it difficult for them to implement a successful business model when the recycling market is at early stages. "]
[0.2,null,4,"The budget for waste management is primarily used for transportation and disposal to the landfill, but there is also support to recycling facilities, which is good for them to implement a successful business model when the recycling market is at early stages. "]
[null,null,6,"The budget for waste management is not only used for transportation and disposal to the landfill, but also support to recycling facilities, which is good for them to implement a successful business model when the recycling market is at early stages. "]
[]
[null,{"$f":"'3-ECONOMICS'!$B$28","v":"% of the MSW management municipal service covered with waste collection fees, if available. If not, leave blank"},"Score","Recommendation"]
[0,"Data not available",0,"The fact that there is no data about the amount of collected waste fees from producers means that the local authority is lacking a very important informaton, key to improve strategies aimed at cost transparency and polluter pay principle"]
[0.1,{"$f":"CONCATENATE(\"<\",TEXT(A195,\"0%\"))","v":"<10%"},2,"Waste management financial model is unsustainable as it is not able to cover almost zero cost with waste collection fees paid by producers. A new paradigm has to be implemented, aiming at covering all costs."]
[0.3,{"$f":"CONCATENATE(TEXT(A195,\"0%\"),\"-\",TEXT(A196,\"0%\"))","v":"10%-30%"},4,"Waste management financial model is suffers from very low waste collection fees paid by producers, and leaving most of this burden to the municipal budget. Quick actions must be performed to make costs fully transparent and visible to waste producers (polluter pays principle)"]
[null,{"$f":"CONCATENATE(\">\",TEXT(A196,\"0%\"))","v":">30%"},6,"The right steps have been taken to cover waste collection costs with by fees paid by producers, and coverage  is much higher than indonesian average. The long term target must be 100% coverage, so that they are fully transparent and visible to waste producers (polluter pays principle)"]
[null,null,null,"Wider dissemination of Permendagri 7/2021 for better implementation of financing planning and waste retribution rates. This also supports the implementation of the HKPD Law 1/2022."]
[]
[]
[null,{"$f":"'3-ECONOMICS'!B36","v":"% of waste collection fee compared to monthly households expenditures for non food"},"Score","Recommendation"]
[0.01,null,0,"Waste collection fee is too low. In low-income countries, the acceptable value for a waste collection fee, as a proportion of monthly household expenditures, typically falls between 1% to 2% of a household's total income or expenditures, so that's 2-3% of non-food expenditures. This range is considered affordable and sustainable for households, ensuring that good waste management services can be provided without placing an excessive financial burden on low-income families."]
[0.02,null,2,"Waste collection fee is low. In low-income countries, the acceptable value for a waste collection fee, as a proportion of monthly household expenditures, typically falls between 1% to 2% of a household's total income or expenditures, so that's 2-3% of non-food expenditures. This range is considered affordable and sustainable for households, ensuring that good waste management services can be provided without placing an excessive financial burden on low-income families."]
[0.03,null,4,"Waste collection fee is right. In low-income countries, the acceptable value for a waste collection fee, as a proportion of monthly household expenditures, typically falls between 1% to 2% of a household's total income or expenditures, so that's 2-3% of non-food expenditures. This range is considered affordable and sustainable for households, ensuring that good waste management services can be provided without placing an excessive financial burden on low-income families."]
[null,null,6,"Waste collection fee is quite high, which may result in low willingness to pay if the service is not perfect. In low-income countries, the acceptable value for a waste collection fee, as a proportion of monthly household expenditures, typically falls between 1% to 2% of a household's total income or expenditures, so that's 2-3% of non-food expenditures. This range is considered affordable and sustainable for households, ensuring that good waste management services can be provided without placing an excessive financial burden on low-income families."]
[null,null,null,"Many studies (e.g. the World Bank, What a Waste 2.0 - chapter 6) suggest that households in low-income countries should ideally pay between 1% and 1.5% of their income for waste collection services.the average household expenditure on non-food items typically ranges between 40% to 50% of household income. So the ideal range for this assessment is waste fee = 2  / 3% of non food expenditures"]
[]
[null,"4-TPS  3R - PDU"]
[]
[null,{"$f":"'4-TPS3R - PDU'!A24","v":"% of income represented by collection fees"},"Score","Recommendation"]
[0.2,{"$f":"CONCATENATE(\"< \",TEXT(A211,\"0%\"),\" of total\")","v":"< 20% of total"},0,"The business model of the TPS3R is relying too much on the sale of recyclables. Households should be contributing more by paying a higher collection fee in exchange of a good service. "]
[0.4,{"$f":"CONCATENATE(TEXT(A211,\"0%\"),\" - \",TEXT(A212,\"0%\"),\" of total\")","v":"20% - 40% of total"},2,"The business model of the TPS3R is relying too much on the sale of recyclables. Households should be contributing more by paying a higher collection fee in exchange of a good service. "]
[0.6,{"$f":"CONCATENATE(TEXT(A212,\"0%\"),\" - \",TEXT(A213,\"0%\"),\" of total\")","v":"40% - 60% of total"},4,"The business model of the TPS3R is quite balanced between household collection fees and the sale of recyclables. "]
[null,{"$f":"CONCATENATE(\"> \",TEXT(A213,\"0%\"),\" of total\")","v":"> 60% of total"},6,"The business model of the TPS3R seems biased towards the collection fees for households. Think about the fact that if this is related to the low quality of recyclables separated, households should participate more actively by separating better at source, thus getting more benefit (e.g. discounted collection fees according to quality)"]
[]
[null,{"$f":"'4-TPS3R - PDU'!A25","v":"% of income represented by compost sale"},"Score","Recommendation"]
[0.1,{"$f":"CONCATENATE(\"< \",TEXT(A217,\"0%\"),\" of total\")","v":"< 10% of total"},0,"Unfortunately compost production is not active or very low amounts, with low income from its sale. "]
[0.2,{"$f":"CONCATENATE(TEXT(A217,\"0%\"),\" - \",TEXT(A218,\"0%\"),\" of total\")","v":"10% - 20% of total"},2,"Compost production is contributing to the business model with some income from its sale. "]
[0.3,{"$f":"CONCATENATE(TEXT(A218,\"0%\"),\" - \",TEXT(A219,\"0%\"),\" of total\")","v":"20% - 30% of total"},4,"Compost production is contributing to the business model with a significant income from its sale. "]
[null,{"$f":"CONCATENATE(\"> \",TEXT(A219,\"0%\"),\" of total\")","v":"> 30% of total"},6,"Compost production is contributing a lot to the business model generating a significant income from its sale. "]
[]
[null,{"$f":"'4-TPS3R - PDU'!A34","v":"Total % income vs. total operational expenditures"},"Score","Recommendation"]
[0.2,{"$f":"CONCATENATE(\"< \",TEXT(A223,\"0%\"),\" of total\")","v":"< 20% of total"},0,"The income is very low compared to operational expenditures, making the business model unsustainable. "]
[0.4,{"$f":"CONCATENATE(TEXT(A223,\"0%\"),\" - \",TEXT(A224,\"0%\"),\" of total\")","v":"20% - 40% of total"},2,"The income is  low compared to operational expenditures, putting the business model at risk of failure."]
[0.6,{"$f":"CONCATENATE(TEXT(A224,\"0%\"),\" - \",TEXT(A225,\"0%\"),\" of total\")","v":"40% - 60% of total"},4,"The income is  still low compared to operational expenditures, putting the business model at risk of failure."]
[null,{"$f":"CONCATENATE(\"> \",TEXT(A225,\"0%\"),\" of total\")","v":"> 60% of total"},6,"The income is  comparable to operational expenditures but periodic maintainance and Capex my pose an unexpected risk. putting the business model at risk of failure."]
[]
[]
[null,{"$f":"'4-TPS3R - PDU'!E39","v":"Organization"},"Score","Recommendation"]
[0.2,{"$f":"CONCATENATE(\"< \",TEXT(A230,\"0%\"),\" of max score\")","v":"< 20% of max score"},0,{"$f":"CONCATENATE(E230,F231,F232,F233,F234,F235)","v":"The organisational capacity is very low and will hamper long term sustainability. Please consider the following: Human resource training addressing not only operational skill for sorting, but also sensitization activities towards households. Maintain and improve the timeliness of waste collection so that a strict obligation to pay waste fees is established. Find the best way to enforce sanctions for those not paying waste fee timely and doing open dumping. "},"The organisational capacity is very low and will hamper long term sustainability. Please consider the following: ","Low ","Medium","High","Recommendations list"]
[0.4,{"$f":"CONCATENATE(TEXT(A230,\"0%\"),\" - \",TEXT(A231,\"0%\"),\" of max score\")","v":"20% - 40% of max score"},2,{"$f":"CONCATENATE(E231,G231,G232,G233,G234,G235)","v":"The organisational capacity is  low; some improvements can ensure more effective waste recycling and income. Please consider the following: Human resource training addressing not only operational skill for sorting, but also sensitization activities towards households. Maintain and improve the timeliness of waste collection so that a strict obligation to pay waste fees is established. Find the best way to enforce sanctions for those not paying waste fee timely and doing open dumping. "},"The organisational capacity is  low; some improvements can ensure more effective waste recycling and income. Please consider the following: ",{"$f":"$I231","v":"Human resource training addressing not only operational skill for sorting, but also sensitization activities towards households. "},{"$f":"$I231","v":"Human resource training addressing not only operational skill for sorting, but also sensitization activities towards households. "},"Human resource training addressing not only operational skill for sorting, but also sensitization activities towards households. ","Human resource training addressing not only operational skill for sorting, but also sensitization activities towards households. "]
[0.6,{"$f":"CONCATENATE(TEXT(A231,\"0%\"),\" - \",TEXT(A232,\"0%\"),\" of max score\")","v":"40% - 60% of max score"},4,{"$f":"CONCATENATE(E232,H231,H232,H233,H234,H235)","v":"The organisational capacity is not optimal; with some improvements, higher income can be ensured and operational expenditures can be lower. Please consider the following: Human resource training addressing not only operational skill for sorting, but also sensitization activities towards households. Maintain and improve the timeliness of waste collection so that a strict obligation to pay waste fees is established. Find the best way to enforce sanctions for those not paying waste fee timely and doing open dumping. "},"The organisational capacity is not optimal; with some improvements, higher income can be ensured and operational expenditures can be lower. Please consider the following: ",{"$f":"$I232","v":"Maintain and improve the timeliness of waste collection so that a strict obligation to pay waste fees is established. "},"Maintain and improve the timeliness of waste collection so that a strict obligation to pay waste fees is established. ","Maintain and improve the timeliness of waste collection so that a strict obligation to pay waste fees is established. ","Maintain and improve the timeliness of waste collection so that a strict obligation to pay waste fees is established. "]
[null,{"$f":"CONCATENATE(\"> \",TEXT(A232,\"0%\"),\" of max score\")","v":"> 60% of max score"},6,{"$f":"CONCATENATE(E233,\"\")","v":"The organizational capacity is good. Try to mantain this scheme to ensure long term sustainability. "},"The organizational capacity is good. Try to mantain this scheme to ensure long term sustainability. ","Find the best way to enforce sanctions for those not paying waste fee timely and doing open dumping. ","Find the best way to enforce sanctions for those not paying waste fee timely and doing open dumping. ","Find the best way to enforce sanctions for those not paying waste fee timely and doing open dumping. ","Find the best way to enforce sanctions for those not paying waste fee timely and doing open dumping. "]
[null,null,null,null,null,null,null,null,"…"]
[null,null,null,null,null,null,null,null,"…"]
[]
[]
[]
[null,{"$f":"'4-TPS3R - PDU'!F39","v":"Long term Sustainability"},"Score","Recommendation"]
[0.2,{"$f":"CONCATENATE(\"< \",TEXT(A240,\"0%\"),\" of max score\")","v":"< 20% of max score"},0,{"$f":"CONCATENATE(E240,F241,F242,F243,F244,F245)","v":"Long term sustainability seems very low. Please consider  the following: \nGet to a higher economic sustainability by increasing household waste fee. Perform a survey amongst farmers and other potential compost users in order to understand the acceptance of compost, misconceptions and willingness to pay a certain price. "},"Long term sustainability seems very low. Please consider  the following: \n","Low ","Medium","High","Recommendations list"]
[0.4,{"$f":"CONCATENATE(TEXT(A240,\"0%\"),\" - \",TEXT(A241,\"0%\"),\" of max score\")","v":"20% - 40% of max score"},2,{"$f":"CONCATENATE(E241,G241,G242,G243,G244,G245)","v":"Long term sustainability is low. Please consider  the following: Providing small waste bins to households to separate at source will increase their willingness to pay. Get to a higher economic sustainability by increasing household waste fee. Perform a survey amongst farmers and other potential compost users in order to understand the acceptance of compost, misconceptions and willingness to pay a certain price. Improve economic sustainability by focusing more on compost a potential for revenues. "},"Long term sustainability is low. Please consider  the following: ",null,{"$f":"$I241","v":"Providing small waste bins to households to separate at source will increase their willingness to pay. "},"Providing small waste bins to households to separate at source will increase their willingness to pay. ","Providing small waste bins to households to separate at source will increase their willingness to pay. "]
[0.6,{"$f":"CONCATENATE(TEXT(A241,\"0%\"),\" - \",TEXT(A242,\"0%\"),\" of max score\")","v":"40% - 60% of max score"},4,{"$f":"CONCATENATE(E242,H241,H242,H243,H244,H245)","v":"Long term sustainability is not optimal. Please consider  the following: Providing small waste bins to households to separate at source will increase their willingness to pay. Get to a higher economic sustainability by increasing household waste fee. Perform a survey amongst farmers and other potential compost users in order to understand the acceptance of compost, misconceptions and willingness to pay a certain price. Improve economic sustainability by focusing more on compost a potential for revenues. "},"Long term sustainability is not optimal. Please consider  the following: ",{"$f":"$I242","v":"Get to a higher economic sustainability by increasing household waste fee. "},"Get to a higher economic sustainability by increasing household waste fee. ","Get to a higher economic sustainability by increasing household waste fee. ","Get to a higher economic sustainability by increasing household waste fee. "]
[null,{"$f":"CONCATENATE(\"> \",TEXT(A242,\"0%\"),\" of max score\")","v":"> 60% of max score"},6,{"$f":"CONCATENATE(E243,\"\")","v":"Long term sustainability appears to be solid. "},"Long term sustainability appears to be solid. ","Perform a survey amongst farmers and other potential compost users in order to understand the acceptance of compost, misconceptions and willingness to pay a certain price. ","Perform a survey amongst farmers and other potential compost users in order to understand the acceptance of compost, misconceptions and willingness to pay a certain price. ","Perform a survey amongst farmers and other potential compost users in order to understand the acceptance of compost, misconceptions and willingness to pay a certain price. ","Perform a survey amongst farmers and other potential compost users in order to understand the acceptance of compost, misconceptions and willingness to pay a certain price. "]
[null,null,null,null,null,null,"Improve economic sustainability by focusing more on compost a potential for revenues. ","Improve economic sustainability by focusing more on compost a potential for revenues. ","Improve economic sustainability by focusing more on compost a potential for revenues. "]
[null,null,null,null,null,null,null,null,"…"]
[]
[]
[]
[]
[null,{"$f":"'4-TPS3R - PDU'!G39","v":"Organic fraction"},"Score","Recommendation"]
[0.2,{"$f":"CONCATENATE(\"< \",TEXT(A251,\"0%\"),\" of max score\")","v":"< 20% of max score"},0,{"$f":"CONCATENATE(E251,F252,F253,F254,F255,F256)","v":"Organic fraction of waste is currently neglected. Please consider the following: Optimize the composting equiplment aiming at a better compost quality, to increase the production of compost fertilizer to be acceptable to meet farmers' needs and avoid selling very far away. Do sensitization campaigns with households to explain the benefits of delivering the organic fraction well separated and with no contaminants. Find support to improve machinery for composting in order to optimize the process (e.g. forced ventilation, turning). "},"Organic fraction of waste is currently neglected. Please consider the following: ","Low ","Medium","High","Recommendations list"]
[0.4,{"$f":"CONCATENATE(TEXT(A251,\"0%\"),\" - \",TEXT(A252,\"0%\"),\" of max score\")","v":"20% - 40% of max score"},2,{"$f":"CONCATENATE(E252,G252,G253,G254,G255,G256)","v":"Organic fraction of waste is currently not addressed enough. Please consider the following: Optimize the composting equiplment aiming at a better compost quality, to increase the production of compost fertilizer to be acceptable to meet farmers' needs and avoid selling very far away. Do sensitization campaigns with households to explain the benefits of delivering the organic fraction well separated and with no contaminants. Find support to improve machinery for composting in order to optimize the process (e.g. forced ventilation, turning). "},"Organic fraction of waste is currently not addressed enough. Please consider the following: ",{"$f":"$I252","v":"Optimize the composting equiplment aiming at a better compost quality, to increase the production of compost fertilizer to be acceptable to meet farmers' needs and avoid selling very far away. "},{"$f":"$I252","v":"Optimize the composting equiplment aiming at a better compost quality, to increase the production of compost fertilizer to be acceptable to meet farmers' needs and avoid selling very far away. "},"Optimize the composting equiplment aiming at a better compost quality, to increase the production of compost fertilizer to be acceptable to meet farmers' needs and avoid selling very far away. ","Optimize the composting equiplment aiming at a better compost quality, to increase the production of compost fertilizer to be acceptable to meet farmers' needs and avoid selling very far away. "]
[0.6,{"$f":"CONCATENATE(TEXT(A252,\"0%\"),\" - \",TEXT(A253,\"0%\"),\" of max score\")","v":"40% - 60% of max score"},4,{"$f":"CONCATENATE(E253,H252,H253,H254,H255,H256)","v":"Organic fraction of waste con be given more focus. Please consider the following: Optimize the composting equiplment aiming at a better compost quality, to increase the production of compost fertilizer to be acceptable to meet farmers' needs and avoid selling very far away. Do sensitization campaigns with households to explain the benefits of delivering the organic fraction well separated and with no contaminants. Find support to improve machinery for composting in order to optimize the process (e.g. forced ventilation, turning). "},"Organic fraction of waste con be given more focus. Please consider the following: ",{"$f":"$I253","v":"Do sensitization campaigns with households to explain the benefits of delivering the organic fraction well separated and with no contaminants. "},"Do sensitization campaigns with households to explain the benefits of delivering the organic fraction well separated and with no contaminants. ","Do sensitization campaigns with households to explain the benefits of delivering the organic fraction well separated and with no contaminants. ","Do sensitization campaigns with households to explain the benefits of delivering the organic fraction well separated and with no contaminants. "]
[null,{"$f":"CONCATENATE(\"> \",TEXT(A253,\"0%\"),\" of max score\")","v":"> 60% of max score"},6,{"$f":"CONCATENATE(E254,\"\")","v":"Organic fraction of waste is apparently well managed. "},"Organic fraction of waste is apparently well managed. ","Find support to improve machinery for composting in order to optimize the process (e.g. forced ventilation, turning). ","Find support to improve machinery for composting in order to optimize the process (e.g. forced ventilation, turning). ","Find support to improve machinery for composting in order to optimize the process (e.g. forced ventilation, turning). ","Find support to improve machinery for composting in order to optimize the process (e.g. forced ventilation, turning). "]
[null,null,null,null,null,null,null,null,"…"]
[null,null,null,null,null,null,null,null,"…"]
[null,"5-GHG EMISSIONS"]
[]
[null,"Distance from best scenario","Score","Recommendation"]
[4,{"$f":"CONCATENATE(\"> \",TEXT(A260,\"0%\"))","v":"> 400%"},0,"The current waste management in terms of CO2 emissions is very far from the best scenario as almost all the organic fraction is either landfilled or open dumped. More initiatives aimed at enhancing source separation of organics and composting are needed. "]
[2,{"$f":"CONCATENATE(TEXT(A260,\"0%\"),\" - \",TEXT(A261,\"0%\"))","v":"400% - 200%"},2,"Some preliminary steps have been taken but the current waste management in terms of CO2 emissions is still far from the best scenario as a lot of the organic fraction is either landfilled or open dumped. More initiatives aimed at enhancing source separation of organics and composting are needed. "]
[1,{"$f":"CONCATENATE(TEXT(A261,\"0%\"),\" - \",TEXT(A262,\"0%\"))","v":"200% - 100%"},4,"The city is advancing towards a good waste management in terms of CO2 emissions. The best performing scenario is not so far away. "]
[null,{"$f":"CONCATENATE(\"< \",TEXT(A262,\"0%\"),\" of max score\")","v":"< 100% of max score"},6,"The city has almost reached the best performing scenario in terms of CO2 emissions, congratulations!"]

{"sheet":"CHART","index":7,"n_rows":89,"n_cols":369,"rows_kept":89,"cut":false,"hidden":false,"merged":[[86,1,86,15],[54,1,54,15],[60,1,60,15],[67,1,67,15],[74,1,74,15],[80,1,80,15]]}
[null,"Category","Score","Sector Weight","% of 360°","Start Angle","Finish Angle","Chart Labels",0,1,2,3,4,5,6,7,8,9,10,11,12,13,14,15,16,17,18,19,20,21,22,23,24,25,26,27,28,29,30,31,32,33,34,35,36,37,38,39,40,41,42,43,44,45,46,47,48,49,50,51,52,53,54,55,56,57,58,59,60,61,62,63,64,65,66,67,68,69,70,71,72,73,74,75,76,77,78,79,80,81,82,83,84,85,86,87,88,89,90,91,92,93,94,95,96,97,98,99,100,101,102,103,104,105,106,107,108,109,110,111,112,113,114,115,116,117,118,119,120,121,122,123,124,125,126,127,128,129,130,131,132,133,134,135,136,137,138,139,140,141,142,143,144,145,146,147,148,149,150,151,152,153,154,155,156,157,158,159,160,161,162,163,164,165,166,167,168,169,170,171,172,173,174,175,176,177,178,179,180,181,182,183,184,185,186,187,188,189,190,191,192,193,194,195,196,197,198,199,200,201,202,203,204,205,206,207,208,209,210,211,212,213,214,215,216,217,218,219,220,221,222,223,224,225,226,227,228,229,230,231,232,233,234,235,236,237,238,239,240,241,242,243,244,245,246,247,248,249,250,251,252,253,254,255,256,257,258,259,260,261,262,263,264,265,266,267,268,269,270,271,272,273,274,275,276,277,278,279,280,281,282,283,284,285,286,287,288,289,290,291,292,293,294,295,296,297,298,299,300,301,302,303,304,305,306,307,308,309,310,311,312,313,314,315,316,317,318,319,320,321,322,323,324,325,326,327,328,329,330,331,332,333,334,335,336,337,338,339,340,341,342,343,344,345,346,347,348,349,350,351,352,353,354,355,356,357,358,359,360]
[null,"1-WASTE",{"$f":"E64*10","v":{"$error":"#N/A"}},10,{"$f":"D2/SUM($D$2:$D$9)","v":0.2},0,{"$f":"360*SUM($E$2:E2)+1","v":73},{"$f":"B2","v":"1-WASTE"},{"$f":"IF(AND(I$1>=$F2,I$1<=$G2),$C2,0)","v":{"$error":"#N/A"}},{"$error":"#N/A"},{"$error":"#N/A"},{"$error":"#N/A"},{"$error":"#N/A"},{"$error":"#N/A"},{"$error":"#N/A"},{"$error":"#N/A"},{"$error":"#N/A"},{"$error":"#N/A"},{"$error":"#N/A"},{"$error":"#N/A"},{"$error":"#N/A"},{"$error":"#N/A"},{"$error":"#N/A"},{"$error":"#N/A"},{"$error":"#N/A"},{"$error":"#N/A"},{"$error":"#N/A"},{"$error":"#N/A"},{"$error":"#N/A"},{"$error":"#N/A"},{"$error":"#N/A"},{"$error":"#N/A"},{"$error":"#N/A"},{"$error":"#N/A"},{"$error":"#N/A"},{"$error":"#N/A"},{"$error":"#N/A"},{"$error":"#N/A"},{"$error":"#N/A"},{"$error":"#N/A"},{"$error":"#N/A"},{"$error":"#N/A"},{"$error":"#N/A"},{"$error":"#N/A"},{"$error":"#N/A"},{"$error":"#N/A"},{"$error":"#N/A"},{"$error":"#N/A"},{"$error":"#N/A"},{"$error":"#N/A"},{"$error":"#N/A"},{"$error":"#N/A"},{"$error":"#N/A"},{"$error":"#N/A"},{"$error":"#N/A"},{"$error":"#N/A"},{"$error":"#N/A"},{"$error":"#N/A"},{"$error":"#N/A"},{"$error":"#N/A"},{"$error":"#N/A"},{"$error":"#N/A"},{"$error":"#N/A"},{"$error":"#N/A"},{"$error":"#N/A"},{"$error":"#N/A"},{"$error":"#N/A"},{"$error":"#N/A"},{"$error":"#N/A"},{"$error":"#N/A"},{"$error":"#N/A"},{"$error":"#N/A"},{"$error":"#N/A"},{"$error":"#N/A"},{"$error":"#N/A"},{"$error":"#N/A"},{"$error":"#N/A"},{"$error":"#N/A"},{"$error":"#N/A"},{"$error":"#N/A"},{"$error":"#N/A"},{"$error":"#N/A"},0,0,0,0,0,0,0,0,0,0,0,0,0,0,0,0,0,0,0,0,0,0,0,0,0,0,0,0,0,0,0,0,0,0,0,0,0,0,0,0,0,0,0,0,0,0,0,0,0,0,0,0,0,0,0,0,0,0,0,0,0,0,0,0,0,0,0,0,0,0,0,0,0,0,0,0,0,0,0,0,0,0,0,0,0,0,0,0,0,0,0,0,0,0,0,0,0,0,0,0,0,0,0,0,0,0,0,0,0,0,0,0,0,0,0,0,0,0,0,0,0,0,0,0,0,0,0,0,0,0,0,0,0,0,0,0,0,0,0,0,0,0,0,0,0,0,0,0,0,0,0,0,0,0,0,0,0,0,0,0,0,0,0,0,0,0,0,0,0,0,0,0,0,0,0,0,0,0,0,0,0,{"$f":"IF(AND(JD$1>=$F2,JD$1<=$G2),$C2,0)","v":0},0,0,0,0,0,0,0,0,0,0,0,0,0,0,0,0,0,0,0,0,0,0,0,0,0,0,0,0,0,0,0,0,0,0,0,0,0,0,0,0,0,0,0,0,0,0,0,0,0,0,0,0,0,0,0,0,0,0,0,0,0,0,0,0,0,0,0,0,0,0,0,0,0,0,0,0,0,0,0,0,0,0,0,0,0,0,0,0,0,0,0,0,0,0,0,0,0,0,0,0,0,0,0,0,0]
[null,"2-GOVERNANCE",{"$f":"E71*10","v":0},10,0.2,{"$f":"G2","v":73},{"$f":"360*SUM($E$2:E3)+1","v":145},"2-GOVERNANCE",{"$f":"IF(AND(I$1>=$F3,I$1<=$G3),$C3,0)","v":0},0,0,0,0,0,0,0,{"$f":"IF(AND(Q$1>=$F3,Q$1<=$G3),$C3,0)","v":0},0,0,0,0,0,0,0,0,0,0,0,0,0,0,0,0,0,0,0,0,0,0,0,0,0,0,0,0,0,0,0,0,0,0,0,0,0,0,0,0,0,0,0,0,0,0,0,0,0,0,0,0,0,0,0,0,0,0,0,0,0,0,0,0,0,0,0,0,0,0,0,0,0,0,0,0,0,0,0,0,0,0,0,0,0,0,0,0,0,0,0,0,0,0,0,0,0,0,0,0,0,0,0,0,0,0,0,0,0,0,0,0,0,0,0,0,0,0,0,0,0,0,0,0,0,0,0,0,0,0,0,0,0,0,0,0,0,0,0,0,0,0,0,0,0,0,0,0,0,0,0,0,0,0,0,0,0,0,0,0,0,0,0,0,0,0,0,0,0,0,0,0,0,0,0,0,0,0,0,0,0,0,0,0,0,0,0,0,0,0,0,0,0,0,0,0,0,0,0,0,0,0,0,0,0,0,0,0,0,0,0,0,0,0,0,0,0,0,0,0,0,0,0,0,0,0,0,0,0,0,0,0,0,0,0,0,0,0,0,0,0,0,0,0,0,0,0,0,0,0,0,0,0,0,0,0,0,0,0,0,0,0,0,0,0,0,0,0,0,0,0,0,0,0,0,0,0,0,0,0,0,0,0,0,0,0,0,0,0,0,0,0,0,0,0,0,0,0,0,0,0,0,0,0,0,0,0,0,0,0,0,0,0,0,0,0,0,0,0,0,0,0,0,0,0,0,0,0,0,0,0,0,0,0,0,0,0,0,0,0,0,0,0,0,0,0,0,0,0,0,0,0]
[null,"3-ECONOMICS",{"$f":"E77*10","v":0},10,0.2,145,{"$f":"360*SUM($E$2:E4)+1","v":217.00000000000003},"3-ECONOMICS",0,0,0,0,0,0,0,0,0,0,0,0,0,0,0,0,{"$f":"IF(AND(Y$1>=$F4,Y$1<=$G4),$C4,0)","v":0},0,0,0,0,0,0,0,0,0,0,0,0,0,0,0,0,0,0,0,0,0,0,0,0,0,0,0,0,0,0,0,0,0,0,0,0,0,0,0,0,0,0,0,0,0,0,0,0,0,0,0,0,0,0,0,0,0,0,0,0,0,0,0,0,0,0,0,0,0,0,0,0,0,0,0,0,0,0,0,0,0,0,0,0,0,0,0,0,0,0,0,0,0,0,0,0,0,0,0,0,0,0,0,0,0,0,0,0,0,0,0,0,0,0,0,0,0,0,0,0,0,0,0,0,0,0,0,0,0,0,0,0,0,0,0,0,0,0,0,0,0,0,0,0,0,0,0,0,0,0,0,0,0,0,0,0,0,0,0,0,0,0,0,0,0,0,0,0,0,0,0,0,0,0,0,0,0,0,0,0,0,0,0,0,0,0,0,0,0,0,0,0,0,0,0,0,0,0,0,0,0,0,0,0,0,0,0,0,0,0,0,0,0,0,0,0,0,0,0,0,0,0,0,0,0,0,0,0,0,0,0,0,0,0,0,0,0,0,0,0,0,0,0,0,0,0,0,0,0,0,0,0,0,0,0,0,0,0,0,0,0,0,0,0,0,0,0,0,0,0,0,0,0,0,0,0,0,0,0,0,0,0,0,0,0,0,0,0,0,0,0,0,0,0,0,0,0,0,0,0,0,0,0,0,0,{"$f":"IF(AND(LS$1>=$F4,LS$1<=$G4),$C4,0)","v":0},0,0,0,0,0,0,0,0,0,0,0,0,0,0,0,0,0,0,0,0,0,0,0,0,0,0,0,0,0,0,0,0,0,0,0,0,0,0]
[null,"4-TPS 3R - PDU",{"$f":"E83*10","v":0},10,0.2,217.00000000000003,{"$f":"360*SUM($E$2:E5)+1","v":289},"4-TPS 3R - PDU",0,0,0,0,0,0,0,0,0,0,0,0,0,0,0,0,{"$f":"IF(AND(Y$1>=$F5,Y$1<=$G5),$C5,0)","v":0},0,0,0,0,0,0,0,0,0,0,0,0,0,0,0,0,0,0,0,0,0,0,0,0,0,0,0,0,0,0,0,0,0,0,0,0,0,0,0,0,0,0,0,0,0,0,0,0,0,0,0,0,0,0,0,0,0,0,0,0,0,0,0,0,0,0,0,0,0,0,0,0,0,0,0,0,0,0,0,0,0,0,0,0,0,0,0,0,0,0,0,0,0,0,0,0,0,0,0,0,0,0,0,0,0,0,0,0,0,0,0,0,0,0,0,0,0,0,0,0,0,0,0,0,0,0,0,0,0,0,0,0,0,0,0,0,0,0,0,0,0,0,0,0,0,0,0,0,0,0,0,0,0,0,0,0,0,0,0,0,0,0,0,0,0,0,0,0,0,0,0,0,0,0,0,0,0,0,0,0,0,0,0,0,0,0,0,0,0,0,0,0,0,0,0,0,0,0,0,0,0,0,0,0,0,0,0,0,0,0,0,0,0,0,0,0,0,0,0,0,0,0,0,0,0,0,0,0,0,0,0,0,0,0,0,0,0,0,0,0,0,0,0,0,0,0,0,0,0,0,0,0,0,0,{"$f":"IF(AND(JT$1>=$F5,JT$1<=$G5),$C5,0)","v":0},0,0,0,0,0,0,0,0,0,0,0,0,0,0,0,0,0,0,0,0,0,0,0,0,0,0,0,0,0,0,0,0,0,0,0,0,0,0,0,0,0,0,0,0,0,0,0,0,0,0,0,0,0,0,0,0,0,0,0,0,0,0,0,0,0,0,0,0,0,0,0,0,0,0,0,0,0,0,0,0,0,0,0,0,0,0,0,0,0]
[null,"5-GHG EMISSIONS",{"$f":"E89*10","v":2.6666666666666665},10,0.2,289,{"$f":"360*SUM($E$2:E6)+1","v":361},"5-GHG EMISSIONS",0,0,0,0,0,0,0,0,0,0,0,0,0,0,0,0,{"$f":"IF(AND(Y$1>=$F6,Y$1<=$G6),$C6,0)","v":0},0,0,0,0,0,0,0,0,0,0,0,0,0,0,0,0,0,0,0,0,0,0,0,0,0,0,0,0,0,0,0,0,0,0,0,0,0,0,0,0,0,0,0,0,0,0,0,0,0,0,0,0,0,0,0,0,0,0,0,0,0,0,0,0,0,0,0,0,0,0,0,0,0,0,0,0,0,0,0,0,0,0,0,0,0,0,0,0,0,0,0,0,0,0,0,0,0,0,0,0,0,0,0,0,0,0,0,0,0,0,0,0,0,0,0,0,0,0,0,0,0,0,0,0,0,0,0,0,0,0,0,0,0,0,0,0,0,0,0,0,0,0,0,0,0,0,0,0,0,0,0,0,0,0,0,0,0,0,0,0,0,0,0,0,0,0,0,0,0,0,0,0,0,0,0,0,0,0,0,0,0,0,0,0,0,0,0,0,0,0,0,0,0,0,0,0,0,0,0,0,0,0,0,0,0,0,0,0,0,0,0,0,0,0,0,0,0,0,0,0,0,0,0,0,0,0,0,0,0,0,0,0,0,0,0,0,0,0,0,0,0,0,0,0,0,0,0,0,0,0,0,0,0,0,0,0,0,0,0,0,0,0,0,0,0,0,0,0,0,0,0,0,2.6666666666666665,2.6666666666666665,2.6666666666666665,2.6666666666666665,2.6666666666666665,2.6666666666666665,2.6666666666666665,2.6666666666666665,2.6666666666666665,2.6666666666666665,2.6666666666666665,2.6666666666666665,2.6666666666666665,2.6666666666666665,2.6666666666666665,2.6666666666666665,2.6666666666666665,2.6666666666666665,2.6666666666666665,2.6666666666666665,2.6666666666666665,2.6666666666666665,2.6666666666666665,2.6666666666666665,2.6666666666666665,2.6666666666666665,2.6666666666666665,2.6666666666666665,2.6666666666666665,2.6666666666666665,2.6666666666666665,2.6666666666666665,2.6666666666666665,2.6666666666666665,2.6666666666666665,2.6666666666666665,2.6666666666666665,2.6666666666666665,2.6666666666666665,2.6666666666666665,2.6666666666666665,2.6666666666666665,2.6666666666666665,2.6666666666666665,2.6666666666666665,2.6666666666666665,2.6666666666666665,2.6666666666666665,2.6666666666666665,2.6666666666666665,2.6666666666666665,2.6666666666666665,2.6666666666666665,2.6666666666666665,2.6666666666666665,2.6666666666666665,2.6666666666666665,2.6666666666666665,2.6666666666666665,2.6666666666666665,2.6666666666666665,2.6666666666666665,2.6666666666666665,2.6666666666666665,2.6666666666666665,2.6666666666666665,2.6666666666666665,2.6666666666666665,2.6666666666666665,2.6666666666666665,2.6666666666666665,2.6666666666666665]
[null,".",0,0,0,361,{"$f":"360*SUM($E$2:E7)+1","v":361},".",0,0,0,0,0,0,0,0,0,0,0,0,0,0,0,0,{"$f":"IF(AND(Y$1>=$F7,Y$1<=$G7),$C7,0)","v":0},0,0,0,0,0,0,0,0,0,0,0,0,0,0,0,0,0,0,0,0,0,0,0,0,0,0,0,0,0,0,0,0,0,0,0,0,0,0,0,0,0,0,0,0,0,0,0,0,0,0,0,0,0,0,0,0,0,0,0,0,0,0,0,0,0,0,0,0,0,0,0,0,0,0,0,0,0,0,0,0,0,0,0,0,0,0,0,0,0,0,0,0,0,0,0,0,0,0,0,0,0,0,0,0,0,0,0,0,0,0,0,0,0,0,0,0,0,0,0,0,0,0,0,0,0,0,0,0,0,0,0,0,0,0,0,0,0,0,0,0,0,0,0,0,0,0,0,0,0,0,0,0,0,0,0,0,0,0,0,0,0,0,0,0,0,0,0,0,0,0,0,0,0,0,0,0,0,0,0,0,0,0,0,0,0,0,0,0,0,0,0,0,0,0,0,0,0,0,0,0,0,0,0,0,0,0,0,0,0,0,0,0,0,0,0,0,0,0,0,0,0,0,0,0,0,0,0,0,0,0,0,0,0,0,0,0,0,0,0,0,0,0,0,0,0,0,0,0,0,0,0,0,0,0,0,0,0,0,0,0,0,0,0,0,0,0,0,0,0,0,0,0,0,0,0,0,0,0,0,0,0,0,0,0,0,0,0,0,0,0,0,0,0,0,0,0,0,0,0,0,0,0,0,0,0,0,0,0,0,0,0,0,0,0,0,0,0,0,0,0,0,0,0,0,0,0,0,0,0,{"$f":"IF(AND(MQ$1>=$F7,MQ$1<=$G7),$C7,0)","v":0},0,0,0,0,0,0,0,0,0,0,0,0,0,0]
[null,".",0,0,0,361,{"$f":"360*SUM($E$2:E8)+1","v":361},".",0,0,0,0,0,0,0,0,0,0,0,0,0,0,0,0,{"$f":"IF(AND(Y$1>=$F8,Y$1<=$G8),$C8,0)","v":0},0,0,0,0,0,0,0,0,0,0,0,0,0,0,0,0,0,0,0,0,0,0,0,0,0,0,0,0,0,0,0,0,0,0,0,0,0,0,0,0,0,0,0,0,0,0,0,0,0,0,0,0,0,0,0,0,0,0,0,0,0,0,0,0,0,0,0,0,0,0,0,0,0,0,0,0,0,0,0,0,0,0,0,0,0,0,0,0,0,0,0,0,0,0,0,0,0,0,0,0,0,0,0,0,0,0,0,0,0,0,0,0,0,0,0,0,0,0,0,0,0,0,0,0,0,0,0,0,0,0,0,0,0,0,0,0,0,0,0,0,0,0,0,0,0,0,0,0,0,0,0,0,0,0,0,0,0,0,0,0,0,0,0,0,0,0,0,0,0,0,0,0,0,0,0,0,0,0,0,0,0,0,0,0,0,0,0,0,0,0,0,0,0,0,0,0,0,0,0,0,0,0,0,0,0,0,0,0,0,0,0,0,0,0,0,0,0,0,0,0,0,0,0,0,0,0,0,0,0,0,0,0,0,0,0,0,0,0,0,0,0,0,0,0,0,0,0,0,0,0,0,0,0,0,{"$f":"IF(AND(JT$1>=$F8,JT$1<=$G8),$C8,0)","v":0},0,0,0,0,0,0,0,0,0,0,0,0,0,0,0,0,0,0,0,0,0,0,0,0,0,0,0,0,0,0,0,0,0,0,0,0,0,0,0,0,0,0,0,0,0,0,0,0,0,0,0,0,0,0,0,0,0,0,0,0,0,0,0,0,0,0,0,0,0,0,0,0,0,0,0,0,0,0,0,0,0,0,0,0,0,0,0,0,0]
[null,".",0,0,0,361,{"$f":"360*SUM($E$2:E9)","v":360},".",{"$f":"NE9","v":0},0,0,0,0,0,0,0,0,0,0,0,0,0,0,0,{"$f":"IF(AND(Y$1>=$F9,Y$1<=$G9),$C9,0)","v":0},0,0,0,0,0,0,0,0,0,0,0,0,0,0,0,0,0,0,0,0,0,0,0,0,0,0,0,0,0,0,0,0,0,0,0,0,0,0,0,0,0,0,0,0,0,0,0,0,0,0,0,0,0,0,0,0,0,0,0,0,0,0,0,0,0,0,0,0,0,0,0,0,0,0,0,0,0,0,0,0,0,0,0,0,0,0,0,0,0,0,0,0,0,0,0,0,0,0,0,0,0,0,0,0,0,0,0,0,0,0,0,0,0,0,0,0,0,0,0,0,0,0,0,0,0,0,0,0,0,0,0,0,0,0,0,0,0,0,0,0,0,0,0,0,0,0,0,0,0,0,0,0,0,0,0,0,0,0,0,0,0,0,0,0,0,0,0,0,0,0,0,0,0,0,0,0,0,0,0,0,0,0,0,0,0,0,0,0,0,0,0,0,0,0,0,0,0,0,0,0,0,0,0,0,0,0,0,0,0,0,0,0,0,0,0,0,0,0,0,0,0,0,0,0,0,0,0,0,0,0,0,0,0,0,0,0,0,0,0,0,0,0,0,0,0,0,0,0,0,0,0,0,0,{"$f":"IF(AND(JS$1>=$F9,JS$1<=$G9),$C9,0)","v":0},0,0,0,0,0,0,0,0,0,0,0,0,0,0,0,0,0,0,0,0,0,0,0,0,0,0,0,0,0,0,0,0,0,0,0,0,0,0,0,0,0,0,0,0,0,0,0,0,0,0,0,0,0,0,0,0,0,0,0,0,0,0,0,0,0,0,0,0,0,0,0,0,0,0,0,0,0,0,0,0,0,0,0,0,0,0,0,0,0,0]
[]
[null,"City / Regency:",{"$f":"'1-WASTE'!B11","v":"Kota Pekanbaru"}]
[null,"Simulation: ",1]
[]
[]
[]
[]
[null,null,null,null,"Waste assessment tool"]
[null,null,null,null,"prepared by ACR+ \n\nVersion 1.0"]
[]
[]
[]
[]
[]
[]
[]
[null,"Summary report"]
[]
[null,{"$f":"B1","v":"Category"},"Score"]
[null,"1-WASTE",{"$error":"#N/A"}]
[null,"2-GOVERNANCE",0]
[null,"3-ECONOMICS",0]
[null,"4-TPS 3R - PDU",0]
[null,"5-GHG EMISSIONS",2.6666666666666665]
[]
[]
[]
[]
[]
[]
[]
[]
[]
[]
[]
[]
[]
[null,"Recommendations"]
[]
[null,"1- WASTE"]
[]
[null,null,{"$f":"'1-WASTE'!D99","v":"score"},{"$f":"'1-WASTE'!E99","v":"max"},{"$f":"'1-WASTE'!F99","v":"%"}]
[null,{"$f":"'1-WASTE'!A100","v":"Overall evaluation: transportation, TPS - TPS3R, composting"},{"$f":"'1-WASTE'!D100","v":6},{"$f":"'1-WASTE'!E100","v":40},{"$f":"'1-WASTE'!F100","v":0.15}]
[]
[null,{"$f":"'1-WASTE'!A102","v":"Recommendations: transportation, waste banks, composting"}]
[null,{"$f":"'1-WASTE'!A103","v":"Current waste handling is: very low.  The majority of waste is either dumped into uncontrolled sites, rivers, or burned, generating SLCP (Short Lived Climate Pollutants).\nThe number of waste banks is Low. and the number of TPS3R is Low. \nAbout the organic fraction, 0A very little amount of organic fraction is treated by composting. 0 Also, Composting in your area is not facing  barriers, which is good aiming at a significant prevention of Greenhouse gases emission. "}]
[]
[null,null,{"$f":"'1-WASTE'!D158","v":"score"},{"$f":"'1-WASTE'!E158","v":"max"},{"$f":"'1-WASTE'!F158","v":"%"}]
[null,{"$f":"'1-WASTE'!A159","v":"Overall evaluation: Landfill"},{"$f":"'1-WASTE'!D159","v":{"$error":"#N/A"}},{"$f":"'1-WASTE'!E159","v":31},{"$f":"'1-WASTE'!F159","v":{"$error":"#N/A"}}]
[]
[null,{"$f":"'1-WASTE'!A161","v":"Recommendations: landfill"}]
[null,{"$f":"'1-WASTE'!A162","v":{"$error":"#N/A"}}]
[]
[null,null,{"$f":"'1-WASTE'!B167","v":"Score"},{"$f":"'1-WASTE'!C167","v":"Max"},{"$f":"'1-WASTE'!D167","v":"%"}]
[null,{"$f":"'1-WASTE'!A168","v":"Overall score - WASTE"},{"$f":"'1-WASTE'!B168","v":{"$error":"#N/A"}},{"$f":"'1-WASTE'!C168","v":71},{"$f":"'1-WASTE'!D168","v":{"$error":"#N/A"}}]
[]
[null,"2- GOVERNANCE"]
[null,{"$f":"'2-GOVERNANCE'!A26","v":"Recommendations: governance"}]
[null,{"$f":"'2-GOVERNANCE'!A27","v":"In terms of governance, the overall score is very low. According to the provided answers, a lot of policies and actions have still to be implemented. \n In 8 answers to the proposed questions, the score has been the lowest, meaning that either there's no knowledge about these issue or no policy is in place for issues related to those questions."}]
[]
[null,null,{"$f":"'2-GOVERNANCE'!B23","v":"Score"},{"$f":"'2-GOVERNANCE'!C23","v":"Max"},{"$f":"'2-GOVERNANCE'!D23","v":"%"}]
[null,{"$f":"'2-GOVERNANCE'!A24","v":"Overall score - GOVERNANCE"},{"$f":"'2-GOVERNANCE'!B24","v":0},{"$f":"'2-GOVERNANCE'!C24","v":48},{"$f":"'2-GOVERNANCE'!D24","v":0}]
[]
[null,"3 - ECONOMICS"]
[null,{"$f":"'3-ECONOMICS'!B41","v":"Recommendations: economics"}]
[null,{"$f":"'3-ECONOMICS'!B42","v":"The fact that there is no knowledge about costs for waste management is a strong signal of lack of interest on this issue. \nThe fact that there is no knowledge about costs for waste management is a strong signal of lack of interest on this issue. \nThe budget for waste management is completely used for transportation and disposal to the landfill. There is no financial support to recycling facilities, making it very difficult for them to implement a successful business model when the recycling market is at early stages. \nThe fact that there is no data about the amount of collected waste fees from producers means that the local authority is lacking a very important informaton, key to improve strategies aimed at cost transparency and polluter pay principle\nWaste collection fee is too low. In low-income countries, the acceptable value for a waste collection fee, as a proportion of monthly household expenditures, typically falls between 1% to 2% of a household's total income or expenditures, so that's 2-3% of non-food expenditures. This range is considered affordable and sustainable for households, ensuring that good waste management services can be provided without placing an excessive financial burden on low-income families."}]
[null,null,{"$f":"'3-ECONOMICS'!C38","v":"Score"},{"$f":"'3-ECONOMICS'!D38","v":"Max"},{"$f":"'3-ECONOMICS'!E38","v":"%"}]
[null,{"$f":"'3-ECONOMICS'!B39","v":"Overall score - ECONOMICS"},{"$f":"'3-ECONOMICS'!C39","v":0},{"$f":"'3-ECONOMICS'!D39","v":30},{"$f":"'3-ECONOMICS'!E39","v":0}]
[]
[null,"4 - TPS3R - PDU"]
[null,{"$f":"'4-TPS3R - PDU'!A80","v":"Recommendations"}]
[null,{"$f":"CONCATENATE('4-TPS3R - PDU'!A81,CHAR(10),'4-TPS3R - PDU'!A82,CHAR(10),'4-TPS3R - PDU'!A83)","v":"The organisational capacity is very low and will hamper long term sustainability. Please consider the following: Human resource training addressing not only operational skill for sorting, but also sensitization activities towards households. Maintain and improve the timeliness of waste collection so that a strict obligation to pay waste fees is established. Find the best way to enforce sanctions for those not paying waste fee timely and doing open dumping. \nLong term sustainability seems very low. Please consider  the following: \nGet to a higher economic sustainability by increasing household waste fee. Perform a survey amongst farmers and other potential compost users in order to understand the acceptance of compost, misconceptions and willingness to pay a certain price. \nOrganic fraction of waste is currently neglected. Please consider the following: Optimize the composting equiplment aiming at a better compost quality, to increase the production of compost fertilizer to be acceptable to meet farmers' needs and avoid selling very far away. Do sensitization campaigns with households to explain the benefits of delivering the organic fraction well separated and with no contaminants. Find support to improve machinery for composting in order to optimize the process (e.g. forced ventilation, turning). "}]
[null,null,{"$f":"'4-TPS3R - PDU'!C89","v":"Score"},{"$f":"'4-TPS3R - PDU'!D89","v":"Max"},{"$f":"'4-TPS3R - PDU'!E89","v":"%"}]
[null,{"$f":"'4-TPS3R - PDU'!B90","v":"Overall score - TPS3R - PDU"},{"$f":"'4-TPS3R - PDU'!C90","v":0},{"$f":"'4-TPS3R - PDU'!D90","v":54},{"$f":"'4-TPS3R - PDU'!E90","v":0}]
[]
[null,"5-GHG Emissions"]
[null,{"$f":"'5-GHG emissions'!A26","v":"Recommendations"}]
[null,{"$f":"'5-GHG emissions'!A27","v":"The city has almost reached the best performing scenario in terms of CO2 emissions, congratulations!"}]
[null,{"$f":"'5-GHG emissions'!A23","v":0},{"$f":"'5-GHG emissions'!B23","v":"Score"},{"$f":"'5-GHG emissions'!C23","v":"Max"},{"$f":"'5-GHG emissions'!D23","v":"%"}]
[null,{"$f":"'5-GHG emissions'!A24","v":"Overall score - GHG emissions"},{"$f":"'5-GHG emissions'!B24","v":12},{"$f":"'5-GHG emissions'!C24","v":45},{"$f":"'5-GHG emissions'!D24","v":0.26666666666666666}]

{"sheet":"Pictures","index":8,"n_rows":18,"n_cols":22,"rows_kept":18,"cut":false,"hidden":false,"merged":[]}
[]
["TPA - site 1 - paste picture from satellite photo here",null,null,null,null,null,null,"TPA - site 2 - paste picture from satellite photo here",null,null,null,null,null,null,"TPA - site 3 - paste picture from satellite photo here",null,null,null,null,null,null,"TPA - site 4 - paste picture from satellite photo here"]
["picture in Pictures sheet",null,null,null,null,null,null,"picture in Pictures sheet",null,null,null,null,null,null,"picture in Pictures sheet",null,null,null,null,null,null,"picture in Pictures sheet"]
[]
[]
[]
[]
[]
[]
[]
[]
[]
[]
[]
[]
[]
["TPS3R - PDU paste pictures here"]
["Pictures in Pictures sheet"]

{"sheet":"Assumptions","index":9,"n_rows":14,"n_cols":9,"rows_kept":14,"cut":false,"hidden":false,"merged":[]}
[]
[]
[]
[null,null,"Source"]
[null,"Waste density","https://radarcirebon.disway.id/read/85125/tpa-ciniru-terima-sampah-9405-ton-setiap-hari",0.33,"ton/m3","Replace this value with local data if available"]
[]
[null,null,"Source"]
[null,null,"Ministry database",{"$f":"'1-WASTE'!B29","v":369019.82},"tons/year"]
[null,"Waste generated","https://journal.unpas.ac.id/index.php/trikonomika/article/view/5357/2745",823.85,"m3/day",{"$f":"D9*365","v":300705.25},"m3/year",{"$f":"F9*Assumptions!D5","v":99232.732499999998},"tons/year"]
[null,"Waste transported","https://journal.unpas.ac.id/index.php/trikonomika/article/view/5357/2745",530,"m3/day",{"$f":"D10/D9","v":0.64332099289919276},null,{"$f":"D10*Assumptions!D5","v":174.9},"tons/day"]
[]
[null,"Waste landfilled"]
[null,"Cirebon","CRIC - Urban Assessment Report",107,"tons/day"]
[null,"Exchange rate",null,15600,"Rupiah/US$"]

{"sheet":"Tabs","index":10,"n_rows":547,"n_cols":18,"rows_kept":547,"cut":false,"hidden":false,"merged":[[1,9,1,10],[1,11,1,12],[1,13,1,14]]}
[null,null,null,null,null,null,null,null,"Landfill - operational system",null,null,null,null,null,null,"Equipment for sorting and pretreatment:"]
["Provinces","Selected province","List of Regencies or Cities in that Province",null,null,"Cities/Regencies in alph. Order","Shortlisted cities",null,"Answers","Active zone garbage closure",null,"Leachate management",null,"Utilization of methane gas",null,"Answers","Score","Data avaiability score"]
[{"$f":"_xlfn.UNIQUE('Pop-HDI-waste'!A4:A548)","v":"Aceh"},{"$f":"'1-WASTE'!B6","v":"Sumatera Barat"},{"$f":"_xlfn._xlws.FILTER('Pop-HDI-waste'!C4:C548,'Pop-HDI-waste'!A4:A548=Tabs!B3,\"\")","v":"Kab. Agam"},null,null,{"$f":"_xlfn._xlws.SORT('Pop-HDI-waste'!C4:C548)","v":"Alor"},"Kota Cirebon",{"$f":"INDEX('Pop-HDI-waste'!$A$4:$A$548,MATCH(Tabs!G3,'Pop-HDI-waste'!$C$4:$C$548,0))","v":"Jawa Barat"},"Open dumping","Sebulan sekali","Once a month","Ada, Instalasi Pengolahan Air Lindi (IPAL) di TPA berupa kolam pengendapan dan proses biologi, masih berfungsi baik dan terawat.","There is, the leachate water treatment installation (WWTP) in the TPA in the form of depositional ponds and biological processes, is still functioning well and well maintained.","-","-","Yes, fully operational",5,3]
["Bali",null,"Kota Bukittinggi",null,null,"Asahan","Kota Pekanbaru",{"$f":"INDEX('Pop-HDI-waste'!$A$4:$A$548,MATCH(Tabs!G4,'Pop-HDI-waste'!$C$4:$C$548,0))","v":"Riau"},"Controlled landfill","Tidak ditutup sama sekali","Not closed at all","Ada, Instalasi Pengolahan Air Lindi (IPAL) di TPA tetapi sudah rusak atau tidak berfungsi dengan baik dan tidak terawat","There is, the leachate water treatment installation (WWTP) in the TPA but has been damaged or not functioning properly and is not maintained","Tidak ada. Gas Metana dibakar.","There isn't any. Methane gas is burned.","Only in limited parts",4,3]
["Banten",null,"Dharmasraya",null,null,"Bandung Barat","Kota Samarinda",{"$f":"INDEX('Pop-HDI-waste'!$A$4:$A$548,MATCH(Tabs!G5,'Pop-HDI-waste'!$C$4:$C$548,0))","v":"Kalimantan Timur"},"Sanitary landfill","Dua minggu sekali","Once every two weeks","Tidak ada Instalasi Pengolahan Air Lindi (IPAL) di TPA","There is no leachate water treatment installation (WWTP) at the TPA","Untuk Energi Listrik","For electrical energy","Foreseen in the future",3,3]
["D.I. Yogyakarta",null,"Kab. Solok",null,null,"Bantul",null,null,"Sanitary landfill with biogas recovery","-","-","Ada, Instalasi Pengolahan Air Lindi (IPAL) di TPA hanya berupa kolam pengendapan saja tanpa proses biologi atau proses kimia, masih berfungsi baik dan terawat.","There is, the leachate water treatment installation (IPAL) in the TPA is only a depositional pond without biological processes or chemical processes, still functioning well and well maintained.","Tidak ada. Melepas gas Metana ke udara.","There isn't any. Remove the methane gas into the air.","Not present and not foreseen",1,3]
["DKI Jakarta",null,"Kepulauan Mentawai",null,null,"Banyuasin",null,null,null,"Tiga hari sekali atau seminggu dua kali","Once every three days or twice a week","-","-","Untuk Bahan Bakar","For fuel","Don't know",1,0]
["Gorontalo",null,"Kota Solok",null,null,"Batang Hari",null,null,null,"Tiga atau Empat Bulan Sekali","Every three or four months","Ada, Instalasi Pengolahan Air Lindi (IPAL) di TPA berupa kolam pengendapan dan proses biologi serta proses kimia, masih berfungsi baik dan terawat.","There is, the leachate water treatment installation (IPAL) in the landfill in the form of depositional ponds and biological processes and chemical processes, still functioning well and well maintained."]
["Jambi",null,"Kab. Lima Puluh Kota",null,null,"Batu Bara",null,null,null,"Tujuh hari sekali atau Seminggu Sekali","Once seven days or once a week"]
["Jawa Barat",null,"Kota Padang",null,null,"Bengkulu Selatan",null,null,null,"Setiap hari","Every day"]
["Jawa Tengah",null,"Kota Padang Panjang",null,null,"Binjai",null,null,null,"Setahun Sekali","Once a year"]
["Jawa Timur",null,"Kab. Padang Pariaman",null,null,"Boalemo"]
["Kalimantan Barat",null,"Kota Pariaman",null,null,"Bombana"]
["Kalimantan Selatan",null,"Kab. Pasaman",null,null,"Buru Selatan"]
["Kalimantan Tengah",null,"Pasaman Barat",null,null,"Buton Utara"]
["Kalimantan Timur",null,"Kota Payakumbuh",null,null,"Cianjur"]
["Kalimantan Utara",null,"Kab. Pesisir Selatan",null,null,"Dairi"]
["Kepulauan Bangka Belitung",null,"Kota Sawahlunto",null,null,"Deiyai"]
["Kepulauan Riau",null,"Kab. Sijunjung",null,null,"Dharmasraya"]
["Bengkulu",null,"Kab. Solok Selatan",null,null,"Dogiyai"]
["Lampung",null,"Kab. Tanah Datar",null,null,"Donggala"]
["Maluku",null,"total",null,null,"Empat Lawang"]
["Maluku Utara",null,null,null,null,"Ende"]
["Nusa Tenggara Barat",null,null,null,null,"Fakfak"]
["Nusa Tenggara Timur",null,null,null,null,"Gorontalo Utara"]
["Papua",null,null,null,null,"Gunungsitoli"]
["Papua Barat Daya",null,null,null,null,"Halmahera Barat"]
["Riau",null,null,null,null,"Halmahera Utara"]
["Sulawesi Barat",null,null,null,null,"HULU SUNGAI UTARA"]
["Sulawesi Selatan",null,null,null,null,"Indragiri Hilir"]
["Sulawesi Tengah",null,null,null,null,"Intan Jaya"]
["Sulawesi Tenggara",null,null,null,null,"Kab. Aceh Barat"]
["Sulawesi Utara",null,null,null,null,"Kab. Aceh Barat Daya"]
["Sumatera Barat",null,null,null,null,"Kab. Aceh Besar"]
["Sumatera Selatan",null,null,null,null,"Kab. Aceh Jaya"]
["Sumatera Utara",null,null,null,null,"Kab. Aceh Selatan"]
[null,null,null,null,null,"Kab. Aceh Singkil"]
[null,null,null,null,null,"Kab. Aceh Tamiang"]
[null,null,null,null,null,"Kab. Aceh Tengah"]
[null,null,null,null,null,"Kab. Aceh Tenggara"]
[null,null,null,null,null,"Kab. Aceh Timur"]
[null,null,null,null,null,"Kab. Aceh Utara"]
[null,null,null,null,null,"Kab. Adm. Kep. Seribu"]
[null,null,null,null,null,"Kab. Agam"]
[null,null,null,null,null,"Kab. Asmat"]
[null,null,null,null,null,"Kab. Badung"]
[null,null,null,null,null,"Kab. Balangan"]
[null,null,null,null,null,"Kab. Banggai"]
[null,null,null,null,null,"Kab. Banggai Kepulauan"]
[null,null,null,null,null,"Kab. Banggai Laut"]
[null,null,null,null,null,"Kab. Bangka"]
[null,null,null,null,null,"Kab. Bangka Barat"]
[null,null,null,null,null,"Kab. Bangka Selatan"]
[null,null,null,null,null,"Kab. Bangka Tengah"]
[null,null,null,null,null,"Kab. Bangkalan"]
[null,null,null,null,null,"Kab. Bangli"]
[null,null,null,null,null,"Kab. Banjar"]
[null,null,null,null,null,"Kab. Banjarnegara"]
[null,null,null,null,null,"Kab. Bantaeng"]
[null,null,null,null,null,"Kab. Banyumas"]
[null,null,null,null,null,"Kab. Banyuwangi"]
[null,null,null,null,null,"Kab. Barito Kuala"]
[null,null,null,null,null,"Kab. Barito Selatan"]
[null,null,null,null,null,"Kab. Barito Timur"]
[null,null,null,null,null,"Kab. Barito Utara"]
[null,null,null,null,null,"Kab. Barru"]
[null,null,null,null,null,"Kab. Batang"]
[null,null,null,null,null,"Kab. Bekasi"]
[null,null,null,null,null,"Kab. Belitung"]
[null,null,null,null,null,"Kab. Belitung Timur"]
[null,null,null,null,null,"Kab. Belu"]
[null,null,null,null,null,"Kab. Bener Meriah"]
[null,null,null,null,null,"Kab. Bengkalis"]
[null,null,null,null,null,"Kab. Bengkayang"]
[null,null,null,null,null,"Kab. Bengkulu Tengah"]
[null,null,null,null,null,"Kab. Bengkulu Utara"]
[null,null,null,null,null,"Kab. Berau"]
[null,null,null,null,null,"Kab. Biak Numfor"]
[null,null,null,null,null,"Kab. Bima"]
[null,null,null,null,null,"Kab. Bintan"]
[null,null,null,null,null,"Kab. Bireuen"]
[null,null,null,null,null,"Kab. Blitar"]
[null,null,null,null,null,"Kab. Blora"]
[null,null,null,null,null,"Kab. Bojonegoro"]
[null,null,null,null,null,"Kab. Bolaang Mongondow"]
[null,null,null,null,null,"Kab. Bolaang Mongondow Selatan"]
[null,null,null,null,null,"Kab. Bolaang Mongondow Utara"]
[null,null,null,null,null,"Kab. Bondowoso"]
[null,null,null,null,null,"Kab. Bone"]
[null,null,null,null,null,"Kab. Bone Bolango"]
[null,null,null,null,null,"Kab. Boven Digoel"]
[null,null,null,null,null,"Kab. Boyolali"]
[null,null,null,null,null,"Kab. Brebes"]
[null,null,null,null,null,"Kab. Buleleng"]
[null,null,null,null,null,"Kab. Bulukumba"]
[null,null,null,null,null,"Kab. Bulungan"]
[null,null,null,null,null,"Kab. Bungo"]
[null,null,null,null,null,"Kab. Buol"]
[null,null,null,null,null,"Kab. Buru"]
[null,null,null,null,null,"Kab. Buton"]
[null,null,null,null,null,"Kab. Buton Selatan"]
[null,null,null,null,null,"Kab. Buton Tengah"]
[null,null,null,null,null,"Kab. Ciamis"]
[null,null,null,null,null,"Kab. Cilacap"]
[null,null,null,null,null,"Kab. Cirebon"]
[null,null,null,null,null,"Kab. Deli Serdang"]
[null,null,null,null,null,"Kab. Demak"]
[null,null,null,null,null,"Kab. Dompu"]
[null,null,null,null,null,"Kab. Enrekang"]
[null,null,null,null,null,"Kab. Flores Timur"]
[null,null,null,null,null,"Kab. Garut"]
[null,null,null,null,null,"Kab. Gayo Lues"]
[null,null,null,null,null,"Kab. Gianyar"]
[null,null,null,null,null,"Kab. Gorontalo"]
[null,null,null,null,null,"Kab. Gowa"]
[null,null,null,null,null,"Kab. Gresik"]
[null,null,null,null,null,"Kab. Grobogan"]
[null,null,null,null,null,"Kab. Gunung Mas"]
[null,null,null,null,null,"Kab. Gunungkidul"]
[null,null,null,null,null,"Kab. Halmahera Selatan"]
[null,null,null,null,null,"Kab. Halmahera Tengah"]
[null,null,null,null,null,"Kab. Halmahera Timur"]
[null,null,null,null,null,"Kab. Hulu Sungai Selatan"]
[null,null,null,null,null,"Kab. Hulu Sungai Tengah"]
[null,null,null,null,null,"Kab. Humbang Hasundutan"]
[null,null,null,null,null,"Kab. Indragiri Hulu"]
[null,null,null,null,null,"Kab. Indramayu"]
[null,null,null,null,null,"Kab. Jayawijaya"]
[null,null,null,null,null,"Kab. Jember"]
[null,null,null,null,null,"Kab. Jembrana"]
[null,null,null,null,null,"Kab. Jeneponto"]
[null,null,null,null,null,"Kab. Jepara"]
[null,null,null,null,null,"Kab. Jombang"]
[null,null,null,null,null,"Kab. Kaimana"]
[null,null,null,null,null,"Kab. Kapuas"]
[null,null,null,null,null,"Kab. Kapuas Hulu"]
[null,null,null,null,null,"Kab. Karanganyar"]
[null,null,null,null,null,"Kab. Karangasem"]
[null,null,null,null,null,"Kab. Karawang"]
[null,null,null,null,null,"Kab. Karimun"]
[null,null,null,null,null,"Kab. Katingan"]
[null,null,null,null,null,"Kab. Kayong Utara"]
[null,null,null,null,null,"Kab. Kebumen"]
[null,null,null,null,null,"Kab. Kediri"]
[null,null,null,null,null,"Kab. Keerom"]
[null,null,null,null,null,"Kab. Kendal"]
[null,null,null,null,null,"Kab. Kepulauan Anambas"]
[null,null,null,null,null,"Kab. Kepulauan Aru"]
[null,null,null,null,null,"Kab. Kepulauan Sangihe"]
[null,null,null,null,null,"Kab. Kepulauan Selayar"]
[null,null,null,null,null,"Kab. Kepulauan Sula"]
[null,null,null,null,null,"Kab. Kepulauan Yapen"]
[null,null,null,null,null,"Kab. Ketapang"]
[null,null,null,null,null,"Kab. Klaten"]
[null,null,null,null,null,"Kab. Klungkung"]
[null,null,null,null,null,"Kab. Kolaka"]
[null,null,null,null,null,"Kab. Kolaka Timur"]
[null,null,null,null,null,"Kab. Kolaka Utara"]
[null,null,null,null,null,"Kab. Konawe"]
[null,null,null,null,null,"Kab. Konawe Selatan"]
[null,null,null,null,null,"Kab. Konawe Utara"]
[null,null,null,null,null,"Kab. Kotabaru"]
[null,null,null,null,null,"Kab. Kotawaringin Barat"]
[null,null,null,null,null,"Kab. Kotawaringin Timur"]
[null,null,null,null,null,"Kab. Kuantan Singingi"]
[null,null,null,null,null,"Kab. Kubu Raya"]
[null,null,null,null,null,"Kab. Kudus"]
[null,null,null,null,null,"Kab. Kulon Progo"]
[null,null,null,null,null,"Kab. Kuningan"]
[null,null,null,null,null,"Kab. Kupang"]
[null,null,null,null,null,"Kab. Kutai Barat"]
[null,null,null,null,null,"Kab. Kutai Kartanegara"]
[null,null,null,null,null,"Kab. Kutai Timur"]
[null,null,null,null,null,"Kab. Labuhanbatu"]
[null,null,null,null,null,"Kab. Lahat"]
[null,null,null,null,null,"Kab. Lamongan"]
[null,null,null,null,null,"Kab. Lampung Tengah"]
[null,null,null,null,null,"Kab. Lampung Timur"]
[null,null,null,null,null,"Kab. Landak"]
[null,null,null,null,null,"Kab. Langkat"]
[null,null,null,null,null,"Kab. Lebak"]
[null,null,null,null,null,"Kab. Lebong"]
[null,null,null,null,null,"Kab. Lembata"]
[null,null,null,null,null,"Kab. Lima Puluh Kota"]
[null,null,null,null,null,"Kab. Lombok Barat"]
[null,null,null,null,null,"Kab. Lombok Tengah"]
[null,null,null,null,null,"Kab. Lombok Timur"]
[null,null,null,null,null,"Kab. Lombok Utara"]
[null,null,null,null,null,"Kab. Lumajang"]
[null,null,null,null,null,"Kab. Luwu Timur"]
[null,null,null,null,null,"Kab. Luwu Utara"]
[null,null,null,null,null,"Kab. Madiun"]
[null,null,null,null,null,"Kab. Magelang"]
[null,null,null,null,null,"Kab. Magetan"]
[null,null,null,null,null,"Kab. Mahakam Ulu"]
[null,null,null,null,null,"Kab. Majene"]
[null,null,null,null,null,"Kab. Malaka"]
[null,null,null,null,null,"Kab. Malang"]
[null,null,null,null,null,"Kab. Maluku Tenggara"]
[null,null,null,null,null,"Kab. Mamasa"]
[null,null,null,null,null,"Kab. Mamuju"]
[null,null,null,null,null,"Kab. Mamuju Tengah"]
[null,null,null,null,null,"Kab. Mandailing Natal"]
[null,null,null,null,null,"Kab. Manokwari"]
[null,null,null,null,null,"Kab. Maros"]
[null,null,null,null,null,"Kab. Melawi"]
[null,null,null,null,null,"Kab. Mempawah"]
[null,null,null,null,null,"Kab. Mimika"]
[null,null,null,null,null,"Kab. Minahasa Selatan"]
[null,null,null,null,null,"Kab. Minahasa Tenggara"]
[null,null,null,null,null,"Kab. Minahasa Utara"]
[null,null,null,null,null,"Kab. Mojokerto"]
[null,null,null,null,null,"Kab. Morowali"]
[null,null,null,null,null,"Kab. Morowali Utara"]
[null,null,null,null,null,"Kab. Muara Enim"]
[null,null,null,null,null,"Kab. Muna"]
[null,null,null,null,null,"Kab. Muna Barat"]
[null,null,null,null,null,"Kab. Murung Raya"]
[null,null,null,null,null,"Kab. Musi Banyuasin"]
[null,null,null,null,null,"Kab. Musi Rawas Utara"]
[null,null,null,null,null,"Kab. Nagan Raya"]
[null,null,null,null,null,"Kab. Nagekeo"]
[null,null,null,null,null,"Kab. Natuna"]
[null,null,null,null,null,"Kab. Ngada"]
[null,null,null,null,null,"Kab. Nganjuk"]
[null,null,null,null,null,"Kab. Ngawi"]
[null,null,null,null,null,"Kab. Nias"]
[null,null,null,null,null,"Kab. Nunukan"]
[null,null,null,null,null,"Kab. Ogan Ilir"]
[null,null,null,null,null,"Kab. Ogan Komering Ulu Timur"]
[null,null,null,null,null,"Kab. Pacitan"]
[null,null,null,null,null,"Kab. Padang Pariaman"]
[null,null,null,null,null,"Kab. Pamekasan"]
[null,null,null,null,null,"Kab. Pandeglang"]
[null,null,null,null,null,"Kab. Parigi Moutong"]
[null,null,null,null,null,"Kab. Pasaman"]
[null,null,null,null,null,"Kab. Pasangkayu"]
[null,null,null,null,null,"Kab. Paser"]
[null,null,null,null,null,"Kab. Pasuruan"]
[null,null,null,null,null,"Kab. Pati"]
[null,null,null,null,null,"Kab. Pekalongan"]
[null,null,null,null,null,"Kab. Pemalang"]
[null,null,null,null,null,"Kab. Penajam Paser Utara"]
[null,null,null,null,null,"Kab. Pesawaran"]
[null,null,null,null,null,"Kab. Pesisir Barat"]
[null,null,null,null,null,"Kab. Pesisir Selatan"]
[null,null,null,null,null,"Kab. Pidie"]
[null,null,null,null,null,"Kab. Pidie Jaya"]
[null,null,null,null,null,"Kab. Pinrang"]
[null,null,null,null,null,"Kab. Pohuwato"]
[null,null,null,null,null,"Kab. Polewali Mandar"]
[null,null,null,null,null,"Kab. Ponorogo"]
[null,null,null,null,null,"Kab. Pringsewu"]
[null,null,null,null,null,"Kab. Probolinggo"]
[null,null,null,null,null,"Kab. Pulang Pisau"]
[null,null,null,null,null,"Kab. Pulau Morotai"]
[null,null,null,null,null,"Kab. Pulau Taliabu"]
[null,null,null,null,null,"Kab. Purbalingga"]
[null,null,null,null,null,"Kab. Purworejo"]
[null,null,null,null,null,"Kab. Raja Ampat"]
[null,null,null,null,null,"Kab. Rejang Lebong"]
[null,null,null,null,null,"Kab. Rembang"]
[null,null,null,null,null,"Kab. Rokan Hilir"]
[null,null,null,null,null,"Kab. Rokan Hulu"]
[null,null,null,null,null,"Kab. Rote Ndao"]
[null,null,null,null,null,"Kab. Sambas"]
[null,null,null,null,null,"Kab. Sampang"]
[null,null,null,null,null,"Kab. Sanggau"]
[null,null,null,null,null,"Kab. Sarmi"]
[null,null,null,null,null,"Kab. Sekadau"]
[null,null,null,null,null,"Kab. Seluma"]
[null,null,null,null,null,"Kab. Semarang"]
[null,null,null,null,null,"Kab. Seram Bagian Barat"]
[null,null,null,null,null,"Kab. Serang"]
[null,null,null,null,null,"Kab. Seruyan"]
[null,null,null,null,null,"Kab. Siak"]
[null,null,null,null,null,"Kab. Sidenreng Rappang"]
[null,null,null,null,null,"Kab. Sidoarjo"]
[null,null,null,null,null,"Kab. Sigi"]
[null,null,null,null,null,"Kab. Sijunjung"]
[null,null,null,null,null,"Kab. Sikka"]
[null,null,null,null,null,"Kab. Simalungun"]
[null,null,null,null,null,"Kab. Simeulue"]
[null,null,null,null,null,"Kab. Sinjai"]
[null,null,null,null,null,"Kab. Sintang"]
[null,null,null,null,null,"Kab. Situbondo"]
[null,null,null,null,null,"Kab. Sleman"]
[null,null,null,null,null,"Kab. Solok"]
[null,null,null,null,null,"Kab. Solok Selatan"]
[null,null,null,null,null,"Kab. Soppeng"]
[null,null,null,null,null,"Kab. Sorong"]
[null,null,null,null,null,"Kab. Sragen"]
[null,null,null,null,null,"Kab. Sukamara"]
[null,null,null,null,null,"Kab. Sukoharjo"]
[null,null,null,null,null,"Kab. Sumba Tengah"]
[null,null,null,null,null,"Kab. Sumbawa"]
[null,null,null,null,null,"Kab. Sumbawa Barat"]
[null,null,null,null,null,"Kab. Sumedang"]
[null,null,null,null,null,"Kab. Sumenep"]
[null,null,null,null,null,"Kab. Tabalong"]
[null,null,null,null,null,"Kab. Tabanan"]
[null,null,null,null,null,"Kab. Takalar"]
[null,null,null,null,null,"Kab. Tana Tidung"]
[null,null,null,null,null,"Kab. Tana Toraja"]
[null,null,null,null,null,"Kab. Tanah Bumbu"]
[null,null,null,null,null,"Kab. Tanah Datar"]
[null,null,null,null,null,"Kab. Tanah Laut"]
[null,null,null,null,null,"Kab. Tangerang"]
[null,null,null,null,null,"Kab. Tanggamus"]
[null,null,null,null,null,"Kab. Tapin"]
[null,null,null,null,null,"Kab. Tebo"]
[null,null,null,null,null,"Kab. Tegal"]
[null,null,null,null,null,"Kab. Temanggung"]
[null,null,null,null,null,"Kab. Timor Tengah Utara"]
[null,null,null,null,null,"Kab. Toba"]
[null,null,null,null,null,"Kab. Toraja Utara"]
[null,null,null,null,null,"Kab. Trenggalek"]
[null,null,null,null,null,"Kab. Tuban"]
[null,null,null,null,null,"Kab. Tulang Bawang"]
[null,null,null,null,null,"Kab. Tulang Bawang Barat"]
[null,null,null,null,null,"Kab. Tulungagung"]
[null,null,null,null,null,"Kab. Wajo"]
[null,null,null,null,null,"Kab. Wakatobi"]
[null,null,null,null,null,"Kab. Way Kanan"]
[null,null,null,null,null,"Kab. Wonogiri"]
[null,null,null,null,null,"Kab. Wonosobo"]
[null,null,null,null,null,"Kampar"]
[null,null,null,null,null,"Karo"]
[null,null,null,null,null,"Kaur"]
[null,null,null,null,null,"Kepahiang"]
[null,null,null,null,null,"Kepulauan Mentawai"]
[null,null,null,null,null,"Kepulauan Meranti"]
[null,null,null,null,null,"Kepulauan Sitaro"]
[null,null,null,null,null,"Kerinci"]
[null,null,null,null,null,"Konawe Kepulauan"]
[null,null,null,null,null,"Kota Adm. Jakarta Barat"]
[null,null,null,null,null,"Kota Adm. Jakarta Pusat"]
[null,null,null,null,null,"Kota Adm. Jakarta Selatan"]
[null,null,null,null,null,"Kota Adm. Jakarta Timur"]
[null,null,null,null,null,"Kota Adm. Jakarta Utara"]
[null,null,null,null,null,"Kota Ambon"]
[null,null,null,null,null,"Kota Balikpapan"]
[null,null,null,null,null,"Kota Banda Aceh"]
[null,null,null,null,null,"Kota Bandar Lampung"]
[null,null,null,null,null,"Kota Bandung"]
[null,null,null,null,null,"Kota Bandung"]
[null,null,null,null,null,"Kota Banjar"]
[null,null,null,null,null,"KOTA BANJAR BARU"]
[null,null,null,null,null,"Kota Banjarmasin"]
[null,null,null,null,null,"Kota Batam"]
[null,null,null,null,null,"Kota Batu"]
[null,null,null,null,null,"Kota Bau Bau"]
[null,null,null,null,null,"Kota Bekasi"]
[null,null,null,null,null,"Kota Bengkulu"]
[null,null,null,null,null,"Kota Bima"]
[null,null,null,null,null,"Kota Bitung"]
[null,null,null,null,null,"Kota Blitar"]
[null,null,null,null,null,"Kota Bogor"]
[null,null,null,null,null,"Kota Bogor"]
[null,null,null,null,null,"Kota Bontang"]
[null,null,null,null,null,"Kota Bukittinggi"]
[null,null,null,null,null,"Kota Cilegon"]
[null,null,null,null,null,"Kota Cimahi"]
[null,null,null,null,null,"Kota Cirebon"]
[null,null,null,null,null,"Kota Denpasar"]
[null,null,null,null,null,"Kota Depok"]
[null,null,null,null,null,"Kota Dumai"]
[null,null,null,null,null,"Kota Gorontalo"]
[null,null,null,null,null,"Kota Jambi"]
[null,null,null,null,null,"Kota Jayapura"]
[null,null,null,null,null,"Kota Jayapura"]
[null,null,null,null,null,"Kota Kediri"]
[null,null,null,null,null,"Kota Kendari"]
[null,null,null,null,null,"Kota Kotamobagu"]
[null,null,null,null,null,"Kota Kupang"]
[null,null,null,null,null,"Kota Langsa"]
[null,null,null,null,null,"Kota Lhokseumawe"]
[null,null,null,null,null,"Kota Madiun"]
[null,null,null,null,null,"Kota Magelang"]
[null,null,null,null,null,"Kota Makassar"]
[null,null,null,null,null,"Kota Malang"]
[null,null,null,null,null,"Kota Manado"]
[null,null,null,null,null,"Kota Mataram"]
[null,null,null,null,null,"Kota Medan"]
[null,null,null,null,null,"Kota Metro"]
[null,null,null,null,null,"Kota Mojokerto"]
[null,null,null,null,null,"Kota Padang"]
[null,null,null,null,null,"Kota Padang Panjang"]
[null,null,null,null,null,"Kota Pagar Alam"]
[null,null,null,null,null,"Kota Palangkaraya"]
[null,null,null,null,null,"Kota Palopo"]
[null,null,null,null,null,"Kota Palu"]
[null,null,null,null,null,"Kota Parepare"]
[null,null,null,null,null,"Kota Pariaman"]
[null,null,null,null,null,"Kota Pasuruan"]
[null,null,null,null,null,"Kota Payakumbuh"]
[null,null,null,null,null,"Kota Pekalongan"]
[null,null,null,null,null,"Kota Pekanbaru"]
[null,null,null,null,null,"Kota Pontianak"]
[null,null,null,null,null,"Kota Prabumulih"]
[null,null,null,null,null,"Kota Probolinggo"]
[null,null,null,null,null,"Kota Sabang"]
[null,null,null,null,null,"Kota Salatiga"]
[null,null,null,null,null,"Kota Samarinda"]
[null,null,null,null,null,"Kota Sawahlunto"]
[null,null,null,null,null,"Kota Semarang"]
[null,null,null,null,null,"Kota Serang"]
[null,null,null,null,null,"Kota Singkawang"]
[null,null,null,null,null,"Kota Solok"]
[null,null,null,null,null,"Kota Sorong"]
[null,null,null,null,null,"Kota Subulussalam"]
[null,null,null,null,null,"Kota Sukabumi"]
[null,null,null,null,null,"Kota Sukabumi"]
[null,null,null,null,null,"Kota Sungai Penuh"]
[null,null,null,null,null,"Kota Surabaya"]
[null,null,null,null,null,"Kota Surakarta"]
[null,null,null,null,null,"Kota Tangerang"]
[null,null,null,null,null,"Kota Tangerang Selatan"]
[null,null,null,null,null,"Kota Tanjung Pinang"]
[null,null,null,null,null,"Kota Tasikmalaya"]
[null,null,null,null,null,"Kota Tasikmalaya"]
[null,null,null,null,null,"Kota Tebing Tinggi"]
[null,null,null,null,null,"Kota Tegal"]
[null,null,null,null,null,"Kota Tidore Kepulauan"]
[null,null,null,null,null,"Kota Tomohon"]
[null,null,null,null,null,"Kota Tual"]
[null,null,null,null,null,"Kota Yogyakarta"]
[null,null,null,null,null,"Labuanbatu Utara"]
[null,null,null,null,null,"Labuhanbatu Selatan"]
[null,null,null,null,null,"Lamandau"]
[null,null,null,null,null,"Lampung Barat"]
[null,null,null,null,null,"Lampung Selatan"]
[null,null,null,null,null,"Lampung Utara"]
[null,null,null,null,null,"Lanny Jaya"]
[null,null,null,null,null,"Lingga"]
[null,null,null,null,null,"Lubuk Linggau"]
[null,null,null,null,null,"Luwu"]
[null,null,null,null,null,"Majalengka"]
[null,null,null,null,null,"Malinau"]
[null,null,null,null,null,"Maluku Barat Daya"]
[null,null,null,null,null,"Maluku Tengah"]
[null,null,null,null,null,"Maluku Tenggara Barat"]
[null,null,null,null,null,"Mamberamo Raya"]
[null,null,null,null,null,"Mamberamo Tengah"]
[null,null,null,null,null,"Manggarai"]
[null,null,null,null,null,"Manggarai Barat"]
[null,null,null,null,null,"Manggarai Timur"]
[null,null,null,null,null,"Manokwari Selatan"]
[null,null,null,null,null,"Mappi"]
[null,null,null,null,null,"Maybrat"]
[null,null,null,null,null,"Merangin"]
[null,null,null,null,null,"Merauke"]
[null,null,null,null,null,"Mesuji"]
[null,null,null,null,null,"Muaro Jambi"]
[null,null,null,null,null,"Mukomuko"]
[null,null,null,null,null,"Musi Rawas"]
[null,null,null,null,null,"Nabire"]
[null,null,null,null,null,"Nduga"]
[null,null,null,null,null,"Nias Barat"]
[null,null,null,null,null,"Nias Selatan"]
[null,null,null,null,null,"Nias Utara"]
[null,null,null,null,null,"Ogan Komering Ilir"]
[null,null,null,null,null,"Ogan Komering Ulu"]
[null,null,null,null,null,"Ogan Komering Ulu Selatan"]
[null,null,null,null,null,"Padang Lawas"]
[null,null,null,null,null,"Padang Lawas Utara"]
[null,null,null,null,null,"Padangsidimpuan"]
[null,null,null,null,null,"Pakpak Bharat"]
[null,null,null,null,null,"Palembang"]
[null,null,null,null,null,"Pali"]
[null,null,null,null,null,"Pangandaran"]
[null,null,null,null,null,"Pangkajene dan Kepulauan"]
[null,null,null,null,null,"Pangkalpinang"]
[null,null,null,null,null,"Paniai"]
[null,null,null,null,null,"Pasaman Barat"]
[null,null,null,null,null,"Pegunungan Arfak"]
[null,null,null,null,null,"Pegunungan Bintang"]
[null,null,null,null,null,"Pelalawan"]
[null,null,null,null,null,"Pematangsiantar"]
[null,null,null,null,null,"Poso"]
[null,null,null,null,null,"Puncak"]
[null,null,null,null,null,"Puncak Jaya"]
[null,null,null,null,null,"Purwakarta"]
[null,null,null,null,null,"Sabu Raijua"]
[null,null,null,null,null,"Samosir"]
[null,null,null,null,null,"Sarolangun"]
[null,null,null,null,null,"Seram Bagian Timur"]
[null,null,null,null,null,"Serdang Bedagai"]
[null,null,null,null,null,"Sibolga"]
[null,null,null,null,null,"Sorong Selatan"]
[null,null,null,null,null,"Subang"]
[null,null,null,null,null,"Sumba Barat"]
[null,null,null,null,null,"Sumba Barat Daya"]
[null,null,null,null,null,"Sumba Timur"]
[null,null,null,null,null,"Supiori"]
[null,null,null,null,null,"Tambrauw"]
[null,null,null,null,null,"Tanjung Jabung Barat"]
[null,null,null,null,null,"Tanjung Jabung Timur"]
[null,null,null,null,null,"Tanjungbalai"]
[null,null,null,null,null,"Tapanuli Selatan"]
[null,null,null,null,null,"Tapanuli Tengah"]
[null,null,null,null,null,"Tapanuli Utara"]
[null,null,null,null,null,"Tarakan"]
[null,null,null,null,null,"Teluk Bintuni"]
[null,null,null,null,null,"Teluk Wondama"]
[null,null,null,null,null,"Ternate"]
[null,null,null,null,null,"Timor Tengah Selatan"]
[null,null,null,null,null,"Tojo Una-una"]
[null,null,null,null,null,"Tolikara"]
[null,null,null,null,null,"Tolitoli"]
[null,null,null,null,null,"total"]
[null,null,null,null,null,"total"]
[null,null,null,null,null,"total"]
[null,null,null,null,null,"total"]
[null,null,null,null,null,"total"]
[null,null,null,null,null,"total"]
[null,null,null,null,null,"total"]
[null,null,null,null,null,"total"]
[null,null,null,null,null,"total"]
[null,null,null,null,null,"total"]
[null,null,null,null,null,"total"]
[null,null,null,null,null,"total"]
[null,null,null,null,null,"total"]
[null,null,null,null,null,"total"]
[null,null,null,null,null,"total"]
[null,null,null,null,null,"total"]
[null,null,null,null,null,"total"]
[null,null,null,null,null,"total"]
[null,null,null,null,null,"total"]
[null,null,null,null,null,"total"]
[null,null,null,null,null,"total"]
[null,null,null,null,null,"total"]
[null,null,null,null,null,"total"]
[null,null,null,null,null,"total"]
[null,null,null,null,null,"total"]
[null,null,null,null,null,"total"]
[null,null,null,null,null,"total"]
[null,null,null,null,null,"total"]
[null,null,null,null,null,"total"]
[null,null,null,null,null,"total"]
[null,null,null,null,null,"total"]
[null,null,null,null,null,"total"]
[null,null,null,null,null,"total"]
[null,null,null,null,null,"total"]
[null,null,null,null,null,"Waropen"]
[null,null,null,null,null,"Yahukimo"]
[null,null,null,null,null,"Yalimo"]

{"sheet":"Glossary","index":11,"n_rows":11,"n_cols":12,"rows_kept":11,"cut":false,"hidden":false,"merged":[]}
[]
[]
["RT","(Rukun Tetangga)","small-scale neighborhood association"]
["RW","Rukun Warga:","large-scale neighborhood association "]
["BUMD",null,"Village-Owned Enterprise "]
["TPS","Tempat Pembuangan Sementara","Transfer station",null,null,null,null,null,null,null,null,"TPS must fulfill the following technical criteria:\n\n    The size of the TPS area is up to 200 m2;\n    Available facilities to classify waste into at least five types of waste (organic, non-organic, paper waste, hazardous waste, and residual waste). The type of construction for the temporary garbage container is not a permanent one\nBoth the location and capacity are as needed;\nAccessible location\nDoes not pollute the environment;\nThe placement of the site does not interfere with the aesthetics aspect and the traffic; and\nHas a scheduled collection and transportation activity "]
["TPS3R",null,"TPS with sorting and recycling activities wirth minimum requirements operated by KSM (Community Self-Help Group)",null,null,null,null,null,null,null,null,"The main concept of waste processing in TPS 3R is to reduce the quantity and/or to improve the characteristics of the waste, which will be further processed in the landfill (TPA). \n    The size of the TPS 3R is greater than 200 m2;\n     Available facilities to classify waste into at least 5 (five) types of waste (organic, non-organic, paper waste, hazardous waste, and residual waste)\n    TPS 3R is complemented with a sorting room, organic waste composting, and /or biogas producing units, warehouses, buffer zones, and does not interfere with the aesthetics aspect and the traffic;\n    The type of construction for the residual waste processing containers in TPS 3R is not a permanent container;\n    Placement of the 3R TPS location should be located as close as possible to the service area, at least within a radius of no more than 1 km;\n    Location and capacity as needed;\n    Its location is easily accessible;\n    Does not pollute the environment; and\n    Has a scheduled collection and transportation activity "]
["TPST","Tempat Pemrosesan Sampah Terpadu (TPST)","Integrated Waste Processing Sites",null,null,null,null,null,null,null,null,"TPST has a more complex waste processing system compared to TPS 3R (Reduce-Reuse-Recycle Waste Processing Site), because TPST manages the final processing of waste so it is safe to be returned to the environment. \n    The area of ​​TPST is greater than 20,000 m2;\n    TPST location can be in the city and/or landfill site;\n    The distance of the TPST to the nearest settlement is at least 500 m;\n    Waste processing in TPST can use the technology referred to in Article 31 paragraph (3); and\n    The TPST facility is equipped with a sorting room, waste treatment plant, environmental pollution control, residue handling, and supporting facilities and buffer zones."]
["TPA","Tempat Pemrosesan Akhir","Final disposal site",null,null,null,null,null,null,null,null,"TPA is a place to process and return waste to the environment safely, both for humans and the environment. The significant difference between TPST and TPA is in the waste management system policy."]
["TPASa",null,"Final Waste Processing Site"]
["DLH",null,"Local Environmental Service"]

{"sheet":"Pop-HDI-waste","index":12,"n_rows":548,"n_cols":68,"rows_kept":548,"cut":false,"hidden":false,"merged":[[1,13,1,26]]}
[null,null,null,null,null,null,null,null,null,null,null,null,null,"https://sipsn.menlhk.go.id/sipsn/public/data/capaian",null,null,null,null,null,null,null,null,null,null,null,null,null,null,null,"Per capita",null,null,null,null,null,"Percentile rank",null,null,null,null,null,null,null,null,null,null,"Provincial average estimations",null,null,null,null,null,null,null,null,null,"Top 3 in your province: % Waste reduction",null,null,null,null,null,"Top 3 in your province: % Recycling rate"]
[null,null,null,null,null,null,null,null,null,null,null,null,null,"SIPSN - National Waste Management Information System"]
["Province","Total or province","City/regency","population","year",null,"Province","Total or province","City/regency","HDI - 2021","HDI - 2022","HDI - 2023","percentile HDI","Data available","Year","Province","Regency/City","Annual Waste Generation (tons/year) (A)","Annual Waste Reduction (tons/year) (B)","% Waste Reduction (B/A)","Annual Waste Handling (tons/year) (C)","% Waste Management (C/A)","Annual Managed Waste (tons/year) (B+C)","% Managed Waste (B+C)/A","Annual Waste Recycling (tons/year) (D)","Annual Waste Raw Materials (tons/year) (AND)","Recycling Rate (D+E)/A","P1/P2",null,"Annual Waste Generation (kg/capita/day) (A)","Annual Waste Reduction (kg/capita/day) (B)","Annual Waste Handling (kg/capita/day) (C)","Annual Managed Waste (kg/capita/day) (B+C)","Annual Waste Recycling (kg/capita/day) (D)","Annual Waste Raw Materials (kg/capita/day) (AND)","Annual Waste Generation per capita","% Waste Reduction","% Managed Waste","Recycling Rate",null,null,null,null,null,null,null,"Annual Waste Generation (kg/capita) (A)","Annual Waste Reduction (kg/capita) (B)","% Waste Reduction (B/A)","Annual Waste Handling (kg/capita) (C)","% Waste Management (C/A)","Annual Managed Waste (kg/capita) (B+C)","% Managed Waste (B+C)/A","Annual Waste Recycling (kg/capita) (D)","Annual Waste Raw Materials (kg/capita) (AND)","Recycling Rate (D+E)/A",1,2,3,1,2,3,1,2,3,1,2,3]
["Aceh","Aceh","Kab. Aceh Barat",202858,2022,null,"Aceh","Aceh","ACEH BARAT",71.67,72.34,74.62,{"$f":"PERCENTRANK($L$4:$L$548,L4)","v":0.71299999999999997},{"$f":"IF(R4=\"\",0,1)","v":1},{"$f":"IFERROR(INDEX('SISPSN 2023'!H$3:H$442,MATCH($C4,'SISPSN 2023'!$J$3:$J$442,0)),\"\")","v":2023},{"$f":"IFERROR(INDEX('SISPSN 2023'!I$3:I$442,MATCH($C4,'SISPSN 2023'!$J$3:$J$442,0)),\"\")","v":"Aceh"},{"$f":"IFERROR(INDEX('SISPSN 2023'!J$3:J$442,MATCH($C4,'SISPSN 2023'!$J$3:$J$442,0)),\"\")","v":"Kab. Aceh Barat"},{"$f":"IFERROR(INDEX('SISPSN 2023'!K$3:K$442,MATCH($C4,'SISPSN 2023'!$J$3:$J$442,0)),\"\")","v":36813.72},{"$f":"IFERROR(INDEX('SISPSN 2023'!L$3:L$442,MATCH($C4,'SISPSN 2023'!$J$3:$J$442,0)),\"\")","v":3322.76},{"$f":"IFERROR(INDEX('SISPSN 2023'!M$3:M$442,MATCH($C4,'SISPSN 2023'!$J$3:$J$442,0)),\"\")","v":9.0299999999999994},{"$f":"IFERROR(INDEX('SISPSN 2023'!N$3:N$442,MATCH($C4,'SISPSN 2023'!$J$3:$J$442,0)),\"\")","v":30502.76},{"$f":"IFERROR(INDEX('SISPSN 2023'!O$3:O$442,MATCH($C4,'SISPSN 2023'!$J$3:$J$442,0)),\"\")","v":82.86},{"$f":"IFERROR(INDEX('SISPSN 2023'!P$3:P$442,MATCH($C4,'SISPSN 2023'!$J$3:$J$442,0)),\"\")","v":33825.519999999997},{"$f":"IFERROR(INDEX('SISPSN 2023'!Q$3:Q$442,MATCH($C4,'SISPSN 2023'!$J$3:$J$442,0)),\"\")","v":91.88},{"$f":"IFERROR(INDEX('SISPSN 2023'!R$3:R$442,MATCH($C4,'SISPSN 2023'!$J$3:$J$442,0)),\"\")","v":1423.5},{"$f":"IFERROR(INDEX('SISPSN 2023'!S$3:S$442,MATCH($C4,'SISPSN 2023'!$J$3:$J$442,0)),\"\")","v":0},{"$f":"IFERROR(INDEX('SISPSN 2023'!T$3:T$442,MATCH($C4,'SISPSN 2023'!$J$3:$J$442,0)),\"\")","v":3.87},{"$f":"IFERROR(INDEX('SISPSN 2023'!U$3:U$442,MATCH($C4,'SISPSN 2023'!$J$3:$J$442,0)),\"\")","v":"P 2"},null,{"$f":"IF(ISBLANK(#REF!),\"\",#REF!*1000/$D4/365)","v":{"$error":"#REF!"}},{"$f":"IF(ISBLANK(S4),\"\",S4*1000/$D4/365)","v":4.4875982484272353E-2},{"$f":"IF(ISBLANK(U4),\"\",U4*1000/$D4/365)","v":0.4119591314094197},{"$f":"IF(ISBLANK(W4),\"\",W4*1000/$D4/365)","v":0.45683511389369202},{"$f":"IF(ISBLANK(Y4),\"\",Y4*1000/$D4/365)","v":1.922527087913713E-2},{"$f":"IF(ISBLANK(Z4),\"\",Z4*1000/$D4/365)","v":0},{"$f":"IFERROR(PERCENTRANK(_xlfn._xlws.FILTER($AD$4:$AD$547,$AD$4:$AD$547<>\"\"),AD4),\"\")","v":""},{"$f":"IF(ISBLANK(T4),\"\",PERCENTRANK($T$4:$T$547,T4))","v":0.49399999999999999},{"$f":"IF(ISBLANK(V4),\"\",PERCENTRANK($V$4:$V$547,V4))","v":0.95},{"$f":"IF(ISBLANK(AA4),\"\",PERCENTRANK($AA$4:$AA$547,AA4))","v":0.41699999999999998},null,null,null,null,null,null,{"$f":"Tabs!A3","v":"Aceh"},{"$f":"SUMIF($P$4:$P$548,$AT4,$R$4:$R$548)*1000/SUMIF($P$4:$P$548,$AT4,$D$4:$D$548)/365","v":0.4663108228805124},{"$f":"SUMIF($P$4:$P$548,$AT4,$S$4:$S$548)*1000/SUMIF($P$4:$P$548,$AT4,$D$4:$D$548)/365","v":3.2276454076827846E-2},{"$f":"AV4/AU4","v":6.9216609379659136E-2},{"$f":"SUMIF($P$4:$P$548,$AT4,$U$4:$U$548)*1000/SUMIF($P$4:$P$548,$AT4,$D$4:$D$548)/365","v":0.21060397899387426},{"$f":"AX4/AU4","v":0.45163862526913617},{"$f":"AV4+AX4","v":0.24288043307070212},{"$f":"AZ4/AU4","v":0.52085523464879535},{"$f":"SUMIF($P$4:$P$548,$AT4,$Y$4:$Y$548)*1000/SUMIF($P$4:$P$548,$AT4,$D$4:$D$548)/365","v":2.8591666943935425E-2},{"$f":"SUMIF($P$4:$P$548,$AT4,$Z$4:$Z$548)*1000/SUMIF($P$4:$P$548,$AT4,$D$4:$D$548)/365","v":3.72051395608795E-4},{"$f":"(BC4+BB4)/AU4","v":6.21124728794165E-2},{"$f":"LARGE(_xlfn._xlws.FILTER($T$4:$T$547,$P$4:$P$547=$AT4),BE$3)","v":17.5},{"$f":"LARGE(_xlfn._xlws.FILTER($T$4:$T$547,$P$4:$P$547=$AT4),BF$3)","v":16.21},{"$f":"LARGE(_xlfn._xlws.FILTER($T$4:$T$547,$P$4:$P$547=$AT4),BG$3)","v":15.07},{"$f":"INDEX(_xlfn._xlws.FILTER($C$4:$C$547,$P$4:$P$547=$AT4),MATCH(BE4,_xlfn._xlws.FILTER($T$4:$T$547,$P$4:$P$547=$AT4),0),0)","v":"Kab. Bireuen"},{"$f":"INDEX(_xlfn._xlws.FILTER($C$4:$C$547,$P$4:$P$547=$AT4),MATCH(BF4,_xlfn._xlws.FILTER($T$4:$T$547,$P$4:$P$547=$AT4),0),0)","v":"Kota Banda Aceh"},{"$f":"INDEX(_xlfn._xlws.FILTER($C$4:$C$547,$P$4:$P$547=$AT4),MATCH(BG4,_xlfn._xlws.FILTER($T$4:$T$547,$P$4:$P$547=$AT4),0),0)","v":"Kab. Pidie"},{"$f":"LARGE(_xlfn._xlws.FILTER($AA$4:$AA$547,$P$4:$P$547=$AT4),BK$3)","v":17.5},{"$f":"LARGE(_xlfn._xlws.FILTER($AA$4:$AA$547,$P$4:$P$547=$AT4),BL$3)","v":16.09},{"$f":"LARGE(_xlfn._xlws.FILTER($AA$4:$AA$547,$P$4:$P$547=$AT4),BM$3)","v":15.04},{"$f":"INDEX(_xlfn._xlws.FILTER($C$4:$C$547,$P$4:$P$547=$AT4),MATCH(BK4,_xlfn._xlws.FILTER($AA$4:$AA$547,$P$4:$P$547=$AT4),0),0)","v":"Kab. Bireuen"},{"$f":"INDEX(_xlfn._xlws.FILTER($C$4:$C$547,$P$4:$P$547=$AT4),MATCH(BL4,_xlfn._xlws.FILTER($AA$4:$AA$547,$P$4:$P$547=$AT4),0),0)","v":"Kota Banda Aceh"},{"$f":"INDEX(_xlfn._xlws.FILTER($C$4:$C$547,$P$4:$P$547=$AT4),MATCH(BM4,_xlfn._xlws.FILTER($AA$4:$AA$547,$P$4:$P$547=$AT4),0),0)","v":"Kab. Pidie"}]
["Aceh","Aceh","Kab. Aceh Barat Daya",155046,2022,null,"Aceh","Aceh","ACEH BARAT DAYA",66.989999999999995,67.41,70.47,{"$f":"PERCENTRANK($L$4:$L$548,L5)","v":0.32300000000000001},{"$f":"IF(O5=\"\",0,1)","v":1},{"$f":"IFERROR(INDEX('SISPSN 2023'!H$3:H$442,MATCH($C5,'SISPSN 2023'!$J$3:$J$442,0)),\"\")","v":2023},{"$f":"IFERROR(INDEX('SISPSN 2023'!I$3:I$442,MATCH($C5,'SISPSN 2023'!$J$3:$J$442,0)),\"\")","v":"Aceh"},{"$f":"IFERROR(INDEX('SISPSN 2023'!J$3:J$442,MATCH($C5,'SISPSN 2023'!$J$3:$J$442,0)),\"\")","v":"Kab. Aceh Barat Daya"},{"$f":"IFERROR(INDEX('SISPSN 2023'!K$3:K$442,MATCH($C5,'SISPSN 2023'!$J$3:$J$442,0)),\"\")","v":28348.09},{"$f":"IFERROR(INDEX('SISPSN 2023'!L$3:L$442,MATCH($C5,'SISPSN 2023'!$J$3:$J$442,0)),\"\")","v":1486.82},{"$f":"IFERROR(INDEX('SISPSN 2023'!M$3:M$442,MATCH($C5,'SISPSN 2023'!$J$3:$J$442,0)),\"\")","v":5.24},{"$f":"IFERROR(INDEX('SISPSN 2023'!N$3:N$442,MATCH($C5,'SISPSN 2023'!$J$3:$J$442,0)),\"\")","v":5475},{"$f":"IFERROR(INDEX('SISPSN 2023'!O$3:O$442,MATCH($C5,'SISPSN 2023'!$J$3:$J$442,0)),\"\")","v":19.309999999999999},{"$f":"IFERROR(INDEX('SISPSN 2023'!P$3:P$442,MATCH($C5,'SISPSN 2023'!$J$3:$J$442,0)),\"\")","v":6961.82},{"$f":"IFERROR(INDEX('SISPSN 2023'!Q$3:Q$442,MATCH($C5,'SISPSN 2023'!$J$3:$J$442,0)),\"\")","v":24.56},{"$f":"IFERROR(INDEX('SISPSN 2023'!R$3:R$442,MATCH($C5,'SISPSN 2023'!$J$3:$J$442,0)),\"\")","v":1485.55},{"$f":"IFERROR(INDEX('SISPSN 2023'!S$3:S$442,MATCH($C5,'SISPSN 2023'!$J$3:$J$442,0)),\"\")","v":0},{"$f":"IFERROR(INDEX('SISPSN 2023'!T$3:T$442,MATCH($C5,'SISPSN 2023'!$J$3:$J$442,0)),\"\")","v":5.24},{"$f":"IFERROR(INDEX('SISPSN 2023'!U$3:U$442,MATCH($C5,'SISPSN 2023'!$J$3:$J$442,0)),\"\")","v":"P 2"},null,{"$f":"IF(ISBLANK(R5),\"\",R5*1000/$D5/365)","v":0.50092230692826645},{"$f":"IF(ISBLANK(S5),\"\",S5*1000/$D5/365)","v":2.6272715529938175E-2},{"$f":"IF(ISBLANK(U5),\"\",U5*1000/$D5/365)","v":9.6745481985991255E-2},{"$f":"IF(ISBLANK(W5),\"\",W5*1000/$D5/365)","v":0.12301819751592943},{"$f":"IF(ISBLANK(Y5),\"\",Y5*1000/$D5/365)","v":2.6250274112198959E-2},{"$f":"IF(ISBLANK(Z5),\"\",Z5*1000/$D5/365)","v":0},{"$f":"IFERROR(PERCENTRANK(_xlfn._xlws.FILTER($AD$4:$AD$547,$AD$4:$AD$547<>\"\"),AD5),\"\")","v":""},{"$f":"IF(ISBLANK(T5),\"\",PERCENTRANK($T$4:$T$547,T5))","v":0.41099999999999998},{"$f":"IF(ISBLANK(V5),\"\",PERCENTRANK($V$4:$V$547,V5))","v":0.20699999999999999},{"$f":"IF(ISBLANK(AA5),\"\",PERCENTRANK($AA$4:$AA$547,AA5))","v":0.47699999999999998},null,null,null,null,null,null,{"$f":"Tabs!A4","v":"Bali"},0.76465412537373967,{"$f":"SUMIF($P$4:$P$548,$AT5,$S$4:$S$548)*1000/SUMIF($P$4:$P$548,$AT5,$D$4:$D$548)/365","v":0.10948086536849574},{"$f":"AV5/AU5","v":0.14317697601511642},{"$f":"SUMIF($P$4:$P$548,$AT5,$U$4:$U$548)*1000/SUMIF($P$4:$P$548,$AT5,$D$4:$D$548)/365","v":0.4706607148244602},{"$f":"AX5/AU5","v":0.61552105613033292},{"$f":"AV5+AX5","v":0.58014158019295592},{"$f":"AZ5/AU5","v":0.75869803214544929},{"$f":"SUMIF($P$4:$P$548,$AT5,$Y$4:$Y$548)*1000/SUMIF($P$4:$P$548,$AT5,$D$4:$D$548)/365","v":0.1049007585675145},{"$f":"SUMIF($P$4:$P$548,$AT5,$Z$4:$Z$548)*1000/SUMIF($P$4:$P$548,$AT5,$D$4:$D$548)/365","v":1.6307120780781174E-2},{"$f":"(BC5+BB5)/AU5","v":0.15851333998760936},{"$f":"LARGE(_xlfn._xlws.FILTER($T$4:$T$547,$P$4:$P$547=$AT5),BE$3)","v":23.08},{"$f":"LARGE(_xlfn._xlws.FILTER($T$4:$T$547,$P$4:$P$547=$AT5),BF$3)","v":23.01},{"$f":"LARGE(_xlfn._xlws.FILTER($T$4:$T$547,$P$4:$P$547=$AT5),BG$3)","v":19.739999999999998},{"$f":"INDEX(_xlfn._xlws.FILTER($C$4:$C$547,$P$4:$P$547=$AT5),MATCH(BE5,_xlfn._xlws.FILTER($T$4:$T$547,$P$4:$P$547=$AT5),0),0)","v":"Kab. Badung"},{"$f":"INDEX(_xlfn._xlws.FILTER($C$4:$C$547,$P$4:$P$547=$AT5),MATCH(BF5,_xlfn._xlws.FILTER($T$4:$T$547,$P$4:$P$547=$AT5),0),0)","v":"Kab. Jembrana"},{"$f":"INDEX(_xlfn._xlws.FILTER($C$4:$C$547,$P$4:$P$547=$AT5),MATCH(BG5,_xlfn._xlws.FILTER($T$4:$T$547,$P$4:$P$547=$AT5),0),0)","v":"Kab. Bangli"},{"$f":"LARGE(_xlfn._xlws.FILTER($AA$4:$AA$547,$P$4:$P$547=$AT5),BK$3)","v":24.42},{"$f":"LARGE(_xlfn._xlws.FILTER($AA$4:$AA$547,$P$4:$P$547=$AT5),BL$3)","v":22.54},{"$f":"LARGE(_xlfn._xlws.FILTER($AA$4:$AA$547,$P$4:$P$547=$AT5),BM$3)","v":21.63},{"$f":"INDEX(_xlfn._xlws.FILTER($C$4:$C$547,$P$4:$P$547=$AT5),MATCH(BK5,_xlfn._xlws.FILTER($AA$4:$AA$547,$P$4:$P$547=$AT5),0),0)","v":"Kab. Badung"},{"$f":"INDEX(_xlfn._xlws.FILTER($C$4:$C$547,$P$4:$P$547=$AT5),MATCH(BL5,_xlfn._xlws.FILTER($AA$4:$AA$547,$P$4:$P$547=$AT5),0),0)","v":"Kab. Klungkung"},{"$f":"INDEX(_xlfn._xlws.FILTER($C$4:$C$547,$P$4:$P$547=$AT5),MATCH(BM5,_xlfn._xlws.FILTER($AA$4:$AA$547,$P$4:$P$547=$AT5),0),0)","v":"Kab. Jembrana"}]
["Aceh","Aceh","Kab. Aceh Besar",414490,2022,null,"Aceh","Aceh","ACEH BESAR",73.58,74,75.98,0.79300000000000004,1,{"$f":"IFERROR(INDEX('SISPSN 2023'!H$3:H$442,MATCH($C6,'SISPSN 2023'!$J$3:$J$442,0)),\"\")","v":2023},{"$f":"IFERROR(INDEX('SISPSN 2023'!I$3:I$442,MATCH($C6,'SISPSN 2023'!$J$3:$J$442,0)),\"\")","v":"Aceh"},{"$f":"IFERROR(INDEX('SISPSN 2023'!J$3:J$442,MATCH($C6,'SISPSN 2023'!$J$3:$J$442,0)),\"\")","v":"Kab. Aceh Besar"},{"$f":"IFERROR(INDEX('SISPSN 2023'!K$3:K$442,MATCH($C6,'SISPSN 2023'!$J$3:$J$442,0)),\"\")","v":54053.29},{"$f":"IFERROR(INDEX('SISPSN 2023'!L$3:L$442,MATCH($C6,'SISPSN 2023'!$J$3:$J$442,0)),\"\")","v":1016.65},{"$f":"IFERROR(INDEX('SISPSN 2023'!M$3:M$442,MATCH($C6,'SISPSN 2023'!$J$3:$J$442,0)),\"\")","v":1.88},{"$f":"IFERROR(INDEX('SISPSN 2023'!N$3:N$442,MATCH($C6,'SISPSN 2023'!$J$3:$J$442,0)),\"\")","v":35040},{"$f":"IFERROR(INDEX('SISPSN 2023'!O$3:O$442,MATCH($C6,'SISPSN 2023'!$J$3:$J$442,0)),\"\")","v":64.819999999999993},{"$f":"IFERROR(INDEX('SISPSN 2023'!P$3:P$442,MATCH($C6,'SISPSN 2023'!$J$3:$J$442,0)),\"\")","v":36056.65},{"$f":"IFERROR(INDEX('SISPSN 2023'!Q$3:Q$442,MATCH($C6,'SISPSN 2023'!$J$3:$J$442,0)),\"\")","v":66.709999999999994},{"$f":"IFERROR(INDEX('SISPSN 2023'!R$3:R$442,MATCH($C6,'SISPSN 2023'!$J$3:$J$442,0)),\"\")","v":851.76},{"$f":"IFERROR(INDEX('SISPSN 2023'!S$3:S$442,MATCH($C6,'SISPSN 2023'!$J$3:$J$442,0)),\"\")","v":0},{"$f":"IFERROR(INDEX('SISPSN 2023'!T$3:T$442,MATCH($C6,'SISPSN 2023'!$J$3:$J$442,0)),\"\")","v":1.58},{"$f":"IFERROR(INDEX('SISPSN 2023'!U$3:U$442,MATCH($C6,'SISPSN 2023'!$J$3:$J$442,0)),\"\")","v":"P 2"},null,0.35728535182863774,6.7199268154923509E-3,0.23160993027576057,0.23832985709125293,5.6300249489635232E-3,0,{"$f":"IFERROR(PERCENTRANK(_xlfn._xlws.FILTER($AD$4:$AD$547,$AD$4:$AD$547<>\"\"),AD6),\"\")","v":""},0.29499999999999998,0.71199999999999997,0.33100000000000002,null,null,null,null,null,null,{"$f":"Tabs!A5","v":"Banten"},0.62739250489601606,8.0178843216954301E-2,0.12779694145412707,0.30963227295203288,0.49352242899897458,0.38981111616898717,0.62131937045310159,7.892026118855705E-2,4.8023868395483034E-4,0.12655634113077541,{"$f":"LARGE(_xlfn._xlws.FILTER($T$4:$T$547,$P$4:$P$547=$AT6),BE$3)","v":27.51},{"$f":"LARGE(_xlfn._xlws.FILTER($T$4:$T$547,$P$4:$P$547=$AT6),BF$3)","v":24.71},{"$f":"LARGE(_xlfn._xlws.FILTER($T$4:$T$547,$P$4:$P$547=$AT6),BG$3)","v":9.48},{"$f":"INDEX(_xlfn._xlws.FILTER($C$4:$C$547,$P$4:$P$547=$AT6),MATCH(BE6,_xlfn._xlws.FILTER($T$4:$T$547,$P$4:$P$547=$AT6),0),0)","v":"Kota Tangerang Selatan"},{"$f":"INDEX(_xlfn._xlws.FILTER($C$4:$C$547,$P$4:$P$547=$AT6),MATCH(BF6,_xlfn._xlws.FILTER($T$4:$T$547,$P$4:$P$547=$AT6),0),0)","v":"Kota Tangerang"},{"$f":"INDEX(_xlfn._xlws.FILTER($C$4:$C$547,$P$4:$P$547=$AT6),MATCH(BG6,_xlfn._xlws.FILTER($T$4:$T$547,$P$4:$P$547=$AT6),0),0)","v":"Kota Serang"},{"$f":"LARGE(_xlfn._xlws.FILTER($AA$4:$AA$547,$P$4:$P$547=$AT6),BK$3)","v":27.93},{"$f":"LARGE(_xlfn._xlws.FILTER($AA$4:$AA$547,$P$4:$P$547=$AT6),BL$3)","v":24.02},{"$f":"LARGE(_xlfn._xlws.FILTER($AA$4:$AA$547,$P$4:$P$547=$AT6),BM$3)","v":9.48},{"$f":"INDEX(_xlfn._xlws.FILTER($C$4:$C$547,$P$4:$P$547=$AT6),MATCH(BK6,_xlfn._xlws.FILTER($AA$4:$AA$547,$P$4:$P$547=$AT6),0),0)","v":"Kota Tangerang Selatan"},{"$f":"INDEX(_xlfn._xlws.FILTER($C$4:$C$547,$P$4:$P$547=$AT6),MATCH(BL6,_xlfn._xlws.FILTER($AA$4:$AA$547,$P$4:$P$547=$AT6),0),0)","v":"Kota Tangerang"},{"$f":"INDEX(_xlfn._xlws.FILTER($C$4:$C$547,$P$4:$P$547=$AT6),MATCH(BM6,_xlfn._xlws.FILTER($AA$4:$AA$547,$P$4:$P$547=$AT6),0),0)","v":"Kota Serang"}]
["Aceh","Aceh","Kab. Aceh Jaya",96028,2022,null,"Aceh","Aceh","ACEH JAYA",69.84,70.36,72.44,0.496,1,{"$f":"IFERROR(INDEX('SISPSN 2023'!H$3:H$442,MATCH($C7,'SISPSN 2023'!$J$3:$J$442,0)),\"\")","v":2023},{"$f":"IFERROR(INDEX('SISPSN 2023'!I$3:I$442,MATCH($C7,'SISPSN 2023'!$J$3:$J$442,0)),\"\")","v":"Aceh"},{"$f":"IFERROR(INDEX('SISPSN 2023'!J$3:J$442,MATCH($C7,'SISPSN 2023'!$J$3:$J$442,0)),\"\")","v":"Kab. Aceh Jaya"},{"$f":"IFERROR(INDEX('SISPSN 2023'!K$3:K$442,MATCH($C7,'SISPSN 2023'!$J$3:$J$442,0)),\"\")","v":17525.11},{"$f":"IFERROR(INDEX('SISPSN 2023'!L$3:L$442,MATCH($C7,'SISPSN 2023'!$J$3:$J$442,0)),\"\")","v":654.66},{"$f":"IFERROR(INDEX('SISPSN 2023'!M$3:M$442,MATCH($C7,'SISPSN 2023'!$J$3:$J$442,0)),\"\")","v":3.74},{"$f":"IFERROR(INDEX('SISPSN 2023'!N$3:N$442,MATCH($C7,'SISPSN 2023'!$J$3:$J$442,0)),\"\")","v":12245.75},{"$f":"IFERROR(INDEX('SISPSN 2023'!O$3:O$442,MATCH($C7,'SISPSN 2023'!$J$3:$J$442,0)),\"\")","v":69.88},{"$f":"IFERROR(INDEX('SISPSN 2023'!P$3:P$442,MATCH($C7,'SISPSN 2023'!$J$3:$J$442,0)),\"\")","v":12900.41},{"$f":"IFERROR(INDEX('SISPSN 2023'!Q$3:Q$442,MATCH($C7,'SISPSN 2023'!$J$3:$J$442,0)),\"\")","v":73.61},{"$f":"IFERROR(INDEX('SISPSN 2023'!R$3:R$442,MATCH($C7,'SISPSN 2023'!$J$3:$J$442,0)),\"\")","v":287.26},{"$f":"IFERROR(INDEX('SISPSN 2023'!S$3:S$442,MATCH($C7,'SISPSN 2023'!$J$3:$J$442,0)),\"\")","v":0},{"$f":"IFERROR(INDEX('SISPSN 2023'!T$3:T$442,MATCH($C7,'SISPSN 2023'!$J$3:$J$442,0)),\"\")","v":1.64},{"$f":"IFERROR(INDEX('SISPSN 2023'!U$3:U$442,MATCH($C7,'SISPSN 2023'!$J$3:$J$442,0)),\"\")","v":"P 2"},null,0.5,1.8677771494729562E-2,0.34937726496438537,0.36805503645911497,8.1956689572847199E-3,0,{"$f":"IFERROR(PERCENTRANK(_xlfn._xlws.FILTER($AD$4:$AD$547,$AD$4:$AD$547<>\"\"),AD7),\"\")","v":""},0.35899999999999999,0.754,0.33400000000000002,null,null,null,null,null,null,{"$f":"Tabs!A6","v":"D.I. Yogyakarta"},0.50946980053560986,9.9334028687118534E-2,0.19497530291822565,0.1568800029309908,0.30792797289664969,0.25621403161810935,0.50290327581487537,9.6334246705032323E-2,4.368324938308155E-4,0.18994468189699742,{"$f":"LARGE(_xlfn._xlws.FILTER($T$4:$T$547,$P$4:$P$547=$AT7),BE$3)","v":31.05},{"$f":"LARGE(_xlfn._xlws.FILTER($T$4:$T$547,$P$4:$P$547=$AT7),BF$3)","v":29.03},{"$f":"LARGE(_xlfn._xlws.FILTER($T$4:$T$547,$P$4:$P$547=$AT7),BG$3)","v":18.53},{"$f":"INDEX(_xlfn._xlws.FILTER($C$4:$C$547,$P$4:$P$547=$AT7),MATCH(BE7,_xlfn._xlws.FILTER($T$4:$T$547,$P$4:$P$547=$AT7),0),0)","v":"Kab. Kulon Progo"},{"$f":"INDEX(_xlfn._xlws.FILTER($C$4:$C$547,$P$4:$P$547=$AT7),MATCH(BF7,_xlfn._xlws.FILTER($T$4:$T$547,$P$4:$P$547=$AT7),0),0)","v":"Kab. Gunungkidul"},{"$f":"INDEX(_xlfn._xlws.FILTER($C$4:$C$547,$P$4:$P$547=$AT7),MATCH(BG7,_xlfn._xlws.FILTER($T$4:$T$547,$P$4:$P$547=$AT7),0),0)","v":"Kota Yogyakarta"},{"$f":"LARGE(_xlfn._xlws.FILTER($AA$4:$AA$547,$P$4:$P$547=$AT7),BK$3)","v":28.62},{"$f":"LARGE(_xlfn._xlws.FILTER($AA$4:$AA$547,$P$4:$P$547=$AT7),BL$3)","v":27.83},{"$f":"LARGE(_xlfn._xlws.FILTER($AA$4:$AA$547,$P$4:$P$547=$AT7),BM$3)","v":18.88},{"$f":"INDEX(_xlfn._xlws.FILTER($C$4:$C$547,$P$4:$P$547=$AT7),MATCH(BK7,_xlfn._xlws.FILTER($AA$4:$AA$547,$P$4:$P$547=$AT7),0),0)","v":"Kab. Gunungkidul"},{"$f":"INDEX(_xlfn._xlws.FILTER($C$4:$C$547,$P$4:$P$547=$AT7),MATCH(BL7,_xlfn._xlws.FILTER($AA$4:$AA$547,$P$4:$P$547=$AT7),0),0)","v":"Kab. Kulon Progo"},{"$f":"INDEX(_xlfn._xlws.FILTER($C$4:$C$547,$P$4:$P$547=$AT7),MATCH(BM7,_xlfn._xlws.FILTER($AA$4:$AA$547,$P$4:$P$547=$AT7),0),0)","v":"Kota Yogyakarta"}]
["Aceh","Aceh","Kab. Aceh Selatan",237376,2022,null,"Aceh","Aceh","ACEH SELATAN",67.44,67.87,71.14,0.38300000000000001,1,{"$f":"IFERROR(INDEX('SISPSN 2023'!H$3:H$442,MATCH($C8,'SISPSN 2023'!$J$3:$J$442,0)),\"\")","v":2023},{"$f":"IFERROR(INDEX('SISPSN 2023'!I$3:I$442,MATCH($C8,'SISPSN 2023'!$J$3:$J$442,0)),\"\")","v":"Aceh"},{"$f":"IFERROR(INDEX('SISPSN 2023'!J$3:J$442,MATCH($C8,'SISPSN 2023'!$J$3:$J$442,0)),\"\")","v":"Kab. Aceh Selatan"},{"$f":"IFERROR(INDEX('SISPSN 2023'!K$3:K$442,MATCH($C8,'SISPSN 2023'!$J$3:$J$442,0)),\"\")","v":35323.53},{"$f":"IFERROR(INDEX('SISPSN 2023'!L$3:L$442,MATCH($C8,'SISPSN 2023'!$J$3:$J$442,0)),\"\")","v":113.25},{"$f":"IFERROR(INDEX('SISPSN 2023'!M$3:M$442,MATCH($C8,'SISPSN 2023'!$J$3:$J$442,0)),\"\")","v":0.32},{"$f":"IFERROR(INDEX('SISPSN 2023'!N$3:N$442,MATCH($C8,'SISPSN 2023'!$J$3:$J$442,0)),\"\")","v":12775},{"$f":"IFERROR(INDEX('SISPSN 2023'!O$3:O$442,MATCH($C8,'SISPSN 2023'!$J$3:$J$442,0)),\"\")","v":36.17},{"$f":"IFERROR(INDEX('SISPSN 2023'!P$3:P$442,MATCH($C8,'SISPSN 2023'!$J$3:$J$442,0)),\"\")","v":12888.25},{"$f":"IFERROR(INDEX('SISPSN 2023'!Q$3:Q$442,MATCH($C8,'SISPSN 2023'!$J$3:$J$442,0)),\"\")","v":36.49},{"$f":"IFERROR(INDEX('SISPSN 2023'!R$3:R$442,MATCH($C8,'SISPSN 2023'!$J$3:$J$442,0)),\"\")","v":67.89},{"$f":"IFERROR(INDEX('SISPSN 2023'!S$3:S$442,MATCH($C8,'SISPSN 2023'!$J$3:$J$442,0)),\"\")","v":0},{"$f":"IFERROR(INDEX('SISPSN 2023'!T$3:T$442,MATCH($C8,'SISPSN 2023'!$J$3:$J$442,0)),\"\")","v":0.19},{"$f":"IFERROR(INDEX('SISPSN 2023'!U$3:U$442,MATCH($C8,'SISPSN 2023'!$J$3:$J$442,0)),\"\")","v":"P 2"},null,0.40769409932153183,1.3070991701045588E-3,0.14744540307360474,0.14875250224370931,7.8356699919115665E-4,0,{"$f":"IFERROR(PERCENTRANK(_xlfn._xlws.FILTER($AD$4:$AD$547,$AD$4:$AD$547<>\"\"),AD8),\"\")","v":""},0.20899999999999999,0.44400000000000001,0.23200000000000001,null,null,null,null,null,null,{"$f":"Tabs!A7","v":"DKI Jakarta"},0.80592699040691174,0.21858084739583797,0.27121668587557379,0.58423675775342787,0.72492516655689532,0.80281760514926581,0.99614185243246911,0.17385469688349847,2.7891975488169309E-3,0.21918101333611878,{"$f":"LARGE(_xlfn._xlws.FILTER($T$4:$T$547,$P$4:$P$547=$AT8),BE$3)","v":27.27},{"$f":"LARGE(_xlfn._xlws.FILTER($T$4:$T$547,$P$4:$P$547=$AT8),BF$3)","v":27.22},{"$f":"LARGE(_xlfn._xlws.FILTER($T$4:$T$547,$P$4:$P$547=$AT8),BG$3)","v":27.11},{"$f":"INDEX(_xlfn._xlws.FILTER($C$4:$C$547,$P$4:$P$547=$AT8),MATCH(BE8,_xlfn._xlws.FILTER($T$4:$T$547,$P$4:$P$547=$AT8),0),0)","v":"Kota Adm. Jakarta Timur"},{"$f":"INDEX(_xlfn._xlws.FILTER($C$4:$C$547,$P$4:$P$547=$AT8),MATCH(BF8,_xlfn._xlws.FILTER($T$4:$T$547,$P$4:$P$547=$AT8),0),0)","v":"Kab. Adm. Kep. Seribu"},{"$f":"INDEX(_xlfn._xlws.FILTER($C$4:$C$547,$P$4:$P$547=$AT8),MATCH(BG8,_xlfn._xlws.FILTER($T$4:$T$547,$P$4:$P$547=$AT8),0),0)","v":"Kota Adm. Jakarta Pusat"},{"$f":"LARGE(_xlfn._xlws.FILTER($AA$4:$AA$547,$P$4:$P$547=$AT8),BK$3)","v":50.81},{"$f":"LARGE(_xlfn._xlws.FILTER($AA$4:$AA$547,$P$4:$P$547=$AT8),BL$3)","v":25.42},{"$f":"LARGE(_xlfn._xlws.FILTER($AA$4:$AA$547,$P$4:$P$547=$AT8),BM$3)","v":22.73},{"$f":"INDEX(_xlfn._xlws.FILTER($C$4:$C$547,$P$4:$P$547=$AT8),MATCH(BK8,_xlfn._xlws.FILTER($AA$4:$AA$547,$P$4:$P$547=$AT8),0),0)","v":"Kab. Adm. Kep. Seribu"},{"$f":"INDEX(_xlfn._xlws.FILTER($C$4:$C$547,$P$4:$P$547=$AT8),MATCH(BL8,_xlfn._xlws.FILTER($AA$4:$AA$547,$P$4:$P$547=$AT8),0),0)","v":"Kota Adm. Jakarta Timur"},{"$f":"INDEX(_xlfn._xlws.FILTER($C$4:$C$547,$P$4:$P$547=$AT8),MATCH(BM8,_xlfn._xlws.FILTER($AA$4:$AA$547,$P$4:$P$547=$AT8),0),0)","v":"Kota Adm. Jakarta Selatan"}]
["Aceh","Aceh","Kab. Aceh Singkil",130787,2022,null,"Aceh","Aceh","ACEH SINGKIL",69.22,69.62,71.14,0.38300000000000001,1,{"$f":"IFERROR(INDEX('SISPSN 2023'!H$3:H$442,MATCH($C9,'SISPSN 2023'!$J$3:$J$442,0)),\"\")","v":2023},{"$f":"IFERROR(INDEX('SISPSN 2023'!I$3:I$442,MATCH($C9,'SISPSN 2023'!$J$3:$J$442,0)),\"\")","v":"Aceh"},{"$f":"IFERROR(INDEX('SISPSN 2023'!J$3:J$442,MATCH($C9,'SISPSN 2023'!$J$3:$J$442,0)),\"\")","v":"Kab. Aceh Singkil"},{"$f":"IFERROR(INDEX('SISPSN 2023'!K$3:K$442,MATCH($C9,'SISPSN 2023'!$J$3:$J$442,0)),\"\")","v":19094.900000000001},{"$f":"IFERROR(INDEX('SISPSN 2023'!L$3:L$442,MATCH($C9,'SISPSN 2023'!$J$3:$J$442,0)),\"\")","v":1202.68},{"$f":"IFERROR(INDEX('SISPSN 2023'!M$3:M$442,MATCH($C9,'SISPSN 2023'!$J$3:$J$442,0)),\"\")","v":6.3},{"$f":"IFERROR(INDEX('SISPSN 2023'!N$3:N$442,MATCH($C9,'SISPSN 2023'!$J$3:$J$442,0)),\"\")","v":2190},{"$f":"IFERROR(INDEX('SISPSN 2023'!O$3:O$442,MATCH($C9,'SISPSN 2023'!$J$3:$J$442,0)),\"\")","v":11.47},{"$f":"IFERROR(INDEX('SISPSN 2023'!P$3:P$442,MATCH($C9,'SISPSN 2023'!$J$3:$J$442,0)),\"\")","v":3392.68},{"$f":"IFERROR(INDEX('SISPSN 2023'!Q$3:Q$442,MATCH($C9,'SISPSN 2023'!$J$3:$J$442,0)),\"\")","v":17.77},{"$f":"IFERROR(INDEX('SISPSN 2023'!R$3:R$442,MATCH($C9,'SISPSN 2023'!$J$3:$J$442,0)),\"\")","v":1202.68},{"$f":"IFERROR(INDEX('SISPSN 2023'!S$3:S$442,MATCH($C9,'SISPSN 2023'!$J$3:$J$442,0)),\"\")","v":0},{"$f":"IFERROR(INDEX('SISPSN 2023'!T$3:T$442,MATCH($C9,'SISPSN 2023'!$J$3:$J$442,0)),\"\")","v":6.3},{"$f":"IFERROR(INDEX('SISPSN 2023'!U$3:U$442,MATCH($C9,'SISPSN 2023'!$J$3:$J$442,0)),\"\")","v":"P 2"},null,0.39999995810400074,2.5193740193063047E-2,4.5876119186157645E-2,7.1069859379220696E-2,2.5193740193063047E-2,0,{"$f":"IFERROR(PERCENTRANK(_xlfn._xlws.FILTER($AD$4:$AD$547,$AD$4:$AD$547<>\"\"),AD9),\"\")","v":""},0.45,7.6999999999999999E-2,0.502,null,null,null,null,null,null,{"$f":"Tabs!A8","v":"Gorontalo"},0.45495421582116619,5.4009837841615997E-2,0.11871488594546013,0.15837715588020426,0.34811669036705728,0.21238699372182027,0.46683157631251743,4.1176228754771831E-2,3.392911171942846E-3,9.796401127148574E-2,{"$f":"LARGE(_xlfn._xlws.FILTER($T$4:$T$547,$P$4:$P$547=$AT9),BE$3)","v":24.45},{"$f":"LARGE(_xlfn._xlws.FILTER($T$4:$T$547,$P$4:$P$547=$AT9),BF$3)","v":12.23},{"$f":"LARGE(_xlfn._xlws.FILTER($T$4:$T$547,$P$4:$P$547=$AT9),BG$3)","v":11.01},{"$f":"INDEX(_xlfn._xlws.FILTER($C$4:$C$547,$P$4:$P$547=$AT9),MATCH(BE9,_xlfn._xlws.FILTER($T$4:$T$547,$P$4:$P$547=$AT9),0),0)","v":"Kota Gorontalo"},{"$f":"INDEX(_xlfn._xlws.FILTER($C$4:$C$547,$P$4:$P$547=$AT9),MATCH(BF9,_xlfn._xlws.FILTER($T$4:$T$547,$P$4:$P$547=$AT9),0),0)","v":"Kab. Bone Bolango"},{"$f":"INDEX(_xlfn._xlws.FILTER($C$4:$C$547,$P$4:$P$547=$AT9),MATCH(BG9,_xlfn._xlws.FILTER($T$4:$T$547,$P$4:$P$547=$AT9),0),0)","v":"Kab. Pohuwato"},{"$f":"LARGE(_xlfn._xlws.FILTER($AA$4:$AA$547,$P$4:$P$547=$AT9),BK$3)","v":22.39},{"$f":"LARGE(_xlfn._xlws.FILTER($AA$4:$AA$547,$P$4:$P$547=$AT9),BL$3)","v":12.68},{"$f":"LARGE(_xlfn._xlws.FILTER($AA$4:$AA$547,$P$4:$P$547=$AT9),BM$3)","v":2.48},{"$f":"INDEX(_xlfn._xlws.FILTER($C$4:$C$547,$P$4:$P$547=$AT9),MATCH(BK9,_xlfn._xlws.FILTER($AA$4:$AA$547,$P$4:$P$547=$AT9),0),0)","v":"Kota Gorontalo"},{"$f":"INDEX(_xlfn._xlws.FILTER($C$4:$C$547,$P$4:$P$547=$AT9),MATCH(BL9,_xlfn._xlws.FILTER($AA$4:$AA$547,$P$4:$P$547=$AT9),0),0)","v":"Kab. Pohuwato"},{"$f":"INDEX(_xlfn._xlws.FILTER($C$4:$C$547,$P$4:$P$547=$AT9),MATCH(BM9,_xlfn._xlws.FILTER($AA$4:$AA$547,$P$4:$P$547=$AT9),0),0)","v":"Kab. Bone Bolango"}]
["Aceh","Aceh","Kab. Aceh Tamiang",301492,2022,null,"Aceh","Aceh","ACEH TAMIANG",69.48,70.430000000000007,73.02,0.55000000000000004,1,{"$f":"IFERROR(INDEX('SISPSN 2023'!H$3:H$442,MATCH($C10,'SISPSN 2023'!$J$3:$J$442,0)),\"\")","v":2023},{"$f":"IFERROR(INDEX('SISPSN 2023'!I$3:I$442,MATCH($C10,'SISPSN 2023'!$J$3:$J$442,0)),\"\")","v":"Aceh"},{"$f":"IFERROR(INDEX('SISPSN 2023'!J$3:J$442,MATCH($C10,'SISPSN 2023'!$J$3:$J$442,0)),\"\")","v":"Kab. Aceh Tamiang"},{"$f":"IFERROR(INDEX('SISPSN 2023'!K$3:K$442,MATCH($C10,'SISPSN 2023'!$J$3:$J$442,0)),\"\")","v":44561.68},{"$f":"IFERROR(INDEX('SISPSN 2023'!L$3:L$442,MATCH($C10,'SISPSN 2023'!$J$3:$J$442,0)),\"\")","v":3627.75},{"$f":"IFERROR(INDEX('SISPSN 2023'!M$3:M$442,MATCH($C10,'SISPSN 2023'!$J$3:$J$442,0)),\"\")","v":8.14},{"$f":"IFERROR(INDEX('SISPSN 2023'!N$3:N$442,MATCH($C10,'SISPSN 2023'!$J$3:$J$442,0)),\"\")","v":16070.95},{"$f":"IFERROR(INDEX('SISPSN 2023'!O$3:O$442,MATCH($C10,'SISPSN 2023'!$J$3:$J$442,0)),\"\")","v":36.06},{"$f":"IFERROR(INDEX('SISPSN 2023'!P$3:P$442,MATCH($C10,'SISPSN 2023'!$J$3:$J$442,0)),\"\")","v":19698.7},{"$f":"IFERROR(INDEX('SISPSN 2023'!Q$3:Q$442,MATCH($C10,'SISPSN 2023'!$J$3:$J$442,0)),\"\")","v":44.21},{"$f":"IFERROR(INDEX('SISPSN 2023'!R$3:R$442,MATCH($C10,'SISPSN 2023'!$J$3:$J$442,0)),\"\")","v":3540.5},{"$f":"IFERROR(INDEX('SISPSN 2023'!S$3:S$442,MATCH($C10,'SISPSN 2023'!$J$3:$J$442,0)),\"\")","v":0},{"$f":"IFERROR(INDEX('SISPSN 2023'!T$3:T$442,MATCH($C10,'SISPSN 2023'!$J$3:$J$442,0)),\"\")","v":7.95},{"$f":"IFERROR(INDEX('SISPSN 2023'!U$3:U$442,MATCH($C10,'SISPSN 2023'!$J$3:$J$442,0)),\"\")","v":"P 2"},null,0.40494206984114983,3.2966185158778381E-2,0.14604035927984821,0.17900654443862662,3.2173324665331092E-2,0,{"$f":"IFERROR(PERCENTRANK(_xlfn._xlws.FILTER($AD$4:$AD$547,$AD$4:$AD$547<>\"\"),AD10),\"\")","v":""},0.48,0.441,0.53300000000000003,null,null,null,null,null,null,{"$f":"Tabs!A9","v":"Jambi"},0.55649344050214644,7.8531522865529585E-2,0.14111850589769293,0.329416580786072,0.59195051874973792,0.40794810365160161,0.73306902464743096,6.2780433905944774E-2,1.471302852316202E-2,0.13925314619913817,{"$f":"LARGE(_xlfn._xlws.FILTER($T$4:$T$547,$P$4:$P$547=$AT10),BE$3)","v":22.7},{"$f":"LARGE(_xlfn._xlws.FILTER($T$4:$T$547,$P$4:$P$547=$AT10),BF$3)","v":14.92},{"$f":"LARGE(_xlfn._xlws.FILTER($T$4:$T$547,$P$4:$P$547=$AT10),BG$3)","v":12.86},{"$f":"INDEX(_xlfn._xlws.FILTER($C$4:$C$547,$P$4:$P$547=$AT10),MATCH(BE10,_xlfn._xlws.FILTER($T$4:$T$547,$P$4:$P$547=$AT10),0),0)","v":"Kab. Bungo"},{"$f":"INDEX(_xlfn._xlws.FILTER($C$4:$C$547,$P$4:$P$547=$AT10),MATCH(BF10,_xlfn._xlws.FILTER($T$4:$T$547,$P$4:$P$547=$AT10),0),0)","v":"Kota Jambi"},{"$f":"INDEX(_xlfn._xlws.FILTER($C$4:$C$547,$P$4:$P$547=$AT10),MATCH(BG10,_xlfn._xlws.FILTER($T$4:$T$547,$P$4:$P$547=$AT10),0),0)","v":"Kota Sungai Penuh"},{"$f":"LARGE(_xlfn._xlws.FILTER($AA$4:$AA$547,$P$4:$P$547=$AT10),BK$3)","v":30.54},{"$f":"LARGE(_xlfn._xlws.FILTER($AA$4:$AA$547,$P$4:$P$547=$AT10),BL$3)","v":12.8},{"$f":"LARGE(_xlfn._xlws.FILTER($AA$4:$AA$547,$P$4:$P$547=$AT10),BM$3)","v":11.74},{"$f":"INDEX(_xlfn._xlws.FILTER($C$4:$C$547,$P$4:$P$547=$AT10),MATCH(BK10,_xlfn._xlws.FILTER($AA$4:$AA$547,$P$4:$P$547=$AT10),0),0)","v":"Kab. Bungo"},{"$f":"INDEX(_xlfn._xlws.FILTER($C$4:$C$547,$P$4:$P$547=$AT10),MATCH(BL10,_xlfn._xlws.FILTER($AA$4:$AA$547,$P$4:$P$547=$AT10),0),0)","v":"Kota Sungai Penuh"},{"$f":"INDEX(_xlfn._xlws.FILTER($C$4:$C$547,$P$4:$P$547=$AT10),MATCH(BM10,_xlfn._xlws.FILTER($AA$4:$AA$547,$P$4:$P$547=$AT10),0),0)","v":"Kota Jambi"}]
["Aceh","Aceh","Kab. Aceh Tengah",222673,2022,null,"Aceh","Aceh","ACEH TENGAH",73.37,73.95,76.45,0.80600000000000005,1,{"$f":"IFERROR(INDEX('SISPSN 2023'!H$3:H$442,MATCH($C11,'SISPSN 2023'!$J$3:$J$442,0)),\"\")","v":2023},{"$f":"IFERROR(INDEX('SISPSN 2023'!I$3:I$442,MATCH($C11,'SISPSN 2023'!$J$3:$J$442,0)),\"\")","v":"Aceh"},{"$f":"IFERROR(INDEX('SISPSN 2023'!J$3:J$442,MATCH($C11,'SISPSN 2023'!$J$3:$J$442,0)),\"\")","v":"Kab. Aceh Tengah"},{"$f":"IFERROR(INDEX('SISPSN 2023'!K$3:K$442,MATCH($C11,'SISPSN 2023'!$J$3:$J$442,0)),\"\")","v":40050.239999999998},{"$f":"IFERROR(INDEX('SISPSN 2023'!L$3:L$442,MATCH($C11,'SISPSN 2023'!$J$3:$J$442,0)),\"\")","v":1093.18},{"$f":"IFERROR(INDEX('SISPSN 2023'!M$3:M$442,MATCH($C11,'SISPSN 2023'!$J$3:$J$442,0)),\"\")","v":2.73},{"$f":"IFERROR(INDEX('SISPSN 2023'!N$3:N$442,MATCH($C11,'SISPSN 2023'!$J$3:$J$442,0)),\"\")","v":22630},{"$f":"IFERROR(INDEX('SISPSN 2023'!O$3:O$442,MATCH($C11,'SISPSN 2023'!$J$3:$J$442,0)),\"\")","v":56.5},{"$f":"IFERROR(INDEX('SISPSN 2023'!P$3:P$442,MATCH($C11,'SISPSN 2023'!$J$3:$J$442,0)),\"\")","v":23723.18},{"$f":"IFERROR(INDEX('SISPSN 2023'!Q$3:Q$442,MATCH($C11,'SISPSN 2023'!$J$3:$J$442,0)),\"\")","v":59.23},{"$f":"IFERROR(INDEX('SISPSN 2023'!R$3:R$442,MATCH($C11,'SISPSN 2023'!$J$3:$J$442,0)),\"\")","v":1093.18},{"$f":"IFERROR(INDEX('SISPSN 2023'!S$3:S$442,MATCH($C11,'SISPSN 2023'!$J$3:$J$442,0)),\"\")","v":0},{"$f":"IFERROR(INDEX('SISPSN 2023'!T$3:T$442,MATCH($C11,'SISPSN 2023'!$J$3:$J$442,0)),\"\")","v":2.73},{"$f":"IFERROR(INDEX('SISPSN 2023'!U$3:U$442,MATCH($C11,'SISPSN 2023'!$J$3:$J$442,0)),\"\")","v":"P 2"},null,0.49277049723813321,1.3450277755408769E-2,0.27843519420854795,0.29188547196395676,1.3450277755408769E-2,0,{"$f":"IFERROR(PERCENTRANK(_xlfn._xlws.FILTER($AD$4:$AD$547,$AD$4:$AD$547<>\"\"),AD11),\"\")","v":""},0.32800000000000001,0.64300000000000002,0.38100000000000001,null,null,null,null,null,null,{"$f":"Tabs!A10","v":"Jawa Barat"},0.40871201682863173,4.3948111826274776E-2,0.10752830848304055,0.22415675911407365,0.54844670546611307,0.26810487094034841,0.65597501394915358,4.0358979480583007E-2,4.0907204651799344E-3,0.10875554942246828,{"$f":"LARGE(_xlfn._xlws.FILTER($T$4:$T$547,$P$4:$P$547=$AT11),BE$3)","v":39.200000000000003},{"$f":"LARGE(_xlfn._xlws.FILTER($T$4:$T$547,$P$4:$P$547=$AT11),BF$3)","v":26.01},{"$f":"LARGE(_xlfn._xlws.FILTER($T$4:$T$547,$P$4:$P$547=$AT11),BG$3)","v":26.01},{"$f":"INDEX(_xlfn._xlws.FILTER($C$4:$C$547,$P$4:$P$547=$AT11),MATCH(BE11,_xlfn._xlws.FILTER($T$4:$T$547,$P$4:$P$547=$AT11),0),0)","v":"Kab. Ciamis"},{"$f":"INDEX(_xlfn._xlws.FILTER($C$4:$C$547,$P$4:$P$547=$AT11),MATCH(BF11,_xlfn._xlws.FILTER($T$4:$T$547,$P$4:$P$547=$AT11),0),0)","v":"Kota Sukabumi"},{"$f":"INDEX(_xlfn._xlws.FILTER($C$4:$C$547,$P$4:$P$547=$AT11),MATCH(BG11,_xlfn._xlws.FILTER($T$4:$T$547,$P$4:$P$547=$AT11),0),0)","v":"Kota Sukabumi"},{"$f":"LARGE(_xlfn._xlws.FILTER($AA$4:$AA$547,$P$4:$P$547=$AT11),BK$3)","v":56.68},{"$f":"LARGE(_xlfn._xlws.FILTER($AA$4:$AA$547,$P$4:$P$547=$AT11),BL$3)","v":41.61},{"$f":"LARGE(_xlfn._xlws.FILTER($AA$4:$AA$547,$P$4:$P$547=$AT11),BM$3)","v":29.84},{"$f":"INDEX(_xlfn._xlws.FILTER($C$4:$C$547,$P$4:$P$547=$AT11),MATCH(BK11,_xlfn._xlws.FILTER($AA$4:$AA$547,$P$4:$P$547=$AT11),0),0)","v":"Kab. Ciamis"},{"$f":"INDEX(_xlfn._xlws.FILTER($C$4:$C$547,$P$4:$P$547=$AT11),MATCH(BL11,_xlfn._xlws.FILTER($AA$4:$AA$547,$P$4:$P$547=$AT11),0),0)","v":"Kota Banjar"},{"$f":"INDEX(_xlfn._xlws.FILTER($C$4:$C$547,$P$4:$P$547=$AT11),MATCH(BM11,_xlfn._xlws.FILTER($AA$4:$AA$547,$P$4:$P$547=$AT11),0),0)","v":"Kota Cimahi"}]
["Aceh","Aceh","Kab. Aceh Tenggara",228308,2022,null,"Aceh","Aceh","ACEH TENGGARA",69.44,70.319999999999993,72.930000000000007,0.53100000000000003,1,{"$f":"IFERROR(INDEX('SISPSN 2023'!H$3:H$442,MATCH($C12,'SISPSN 2023'!$J$3:$J$442,0)),\"\")","v":2023},{"$f":"IFERROR(INDEX('SISPSN 2023'!I$3:I$442,MATCH($C12,'SISPSN 2023'!$J$3:$J$442,0)),\"\")","v":"Aceh"},{"$f":"IFERROR(INDEX('SISPSN 2023'!J$3:J$442,MATCH($C12,'SISPSN 2023'!$J$3:$J$442,0)),\"\")","v":"Kab. Aceh Tenggara"},{"$f":"IFERROR(INDEX('SISPSN 2023'!K$3:K$442,MATCH($C12,'SISPSN 2023'!$J$3:$J$442,0)),\"\")","v":41666.21},{"$f":"IFERROR(INDEX('SISPSN 2023'!L$3:L$442,MATCH($C12,'SISPSN 2023'!$J$3:$J$442,0)),\"\")","v":25.55},{"$f":"IFERROR(INDEX('SISPSN 2023'!M$3:M$442,MATCH($C12,'SISPSN 2023'!$J$3:$J$442,0)),\"\")","v":0.06},{"$f":"IFERROR(INDEX('SISPSN 2023'!N$3:N$442,MATCH($C12,'SISPSN 2023'!$J$3:$J$442,0)),\"\")","v":7227},{"$f":"IFERROR(INDEX('SISPSN 2023'!O$3:O$442,MATCH($C12,'SISPSN 2023'!$J$3:$J$442,0)),\"\")","v":17.34},{"$f":"IFERROR(INDEX('SISPSN 2023'!P$3:P$442,MATCH($C12,'SISPSN 2023'!$J$3:$J$442,0)),\"\")","v":7252.55},{"$f":"IFERROR(INDEX('SISPSN 2023'!Q$3:Q$442,MATCH($C12,'SISPSN 2023'!$J$3:$J$442,0)),\"\")","v":17.41},{"$f":"IFERROR(INDEX('SISPSN 2023'!R$3:R$442,MATCH($C12,'SISPSN 2023'!$J$3:$J$442,0)),\"\")","v":0},{"$f":"IFERROR(INDEX('SISPSN 2023'!S$3:S$442,MATCH($C12,'SISPSN 2023'!$J$3:$J$442,0)),\"\")","v":0},{"$f":"IFERROR(INDEX('SISPSN 2023'!T$3:T$442,MATCH($C12,'SISPSN 2023'!$J$3:$J$442,0)),\"\")","v":0},{"$f":"IFERROR(INDEX('SISPSN 2023'!U$3:U$442,MATCH($C12,'SISPSN 2023'!$J$3:$J$442,0)),\"\")","v":"P 2"},null,0.5,3.0660336037282969E-4,8.6724950505457532E-2,8.7031553865830363E-2,0,0,{"$f":"IFERROR(PERCENTRANK(_xlfn._xlws.FILTER($AD$4:$AD$547,$AD$4:$AD$547<>\"\"),AD12),\"\")","v":""},0.151,0.17100000000000001,0,null,null,null,null,null,null,{"$f":"Tabs!A11","v":"Jawa Tengah"},0.4687052454525561,9.7664667974685621E-2,0.20837118620335893,0.18984147816208752,0.4050338245708921,0.28750614613677317,0.61340501077425102,7.2674595590675142E-2,2.3741707164684545E-2,0.20570775277384701,{"$f":"LARGE(_xlfn._xlws.FILTER($T$4:$T$547,$P$4:$P$547=$AT12),BE$3)","v":67.09},{"$f":"LARGE(_xlfn._xlws.FILTER($T$4:$T$547,$P$4:$P$547=$AT12),BF$3)","v":47.12},{"$f":"LARGE(_xlfn._xlws.FILTER($T$4:$T$547,$P$4:$P$547=$AT12),BG$3)","v":38.909999999999997},{"$f":"INDEX(_xlfn._xlws.FILTER($C$4:$C$547,$P$4:$P$547=$AT12),MATCH(BE12,_xlfn._xlws.FILTER($T$4:$T$547,$P$4:$P$547=$AT12),0),0)","v":"Kab. Banyumas"},{"$f":"INDEX(_xlfn._xlws.FILTER($C$4:$C$547,$P$4:$P$547=$AT12),MATCH(BF12,_xlfn._xlws.FILTER($T$4:$T$547,$P$4:$P$547=$AT12),0),0)","v":"Kab. Kebumen"},{"$f":"INDEX(_xlfn._xlws.FILTER($C$4:$C$547,$P$4:$P$547=$AT12),MATCH(BG12,_xlfn._xlws.FILTER($T$4:$T$547,$P$4:$P$547=$AT12),0),0)","v":"Kab. Wonogiri"},{"$f":"LARGE(_xlfn._xlws.FILTER($AA$4:$AA$547,$P$4:$P$547=$AT12),BK$3)","v":46.7},{"$f":"LARGE(_xlfn._xlws.FILTER($AA$4:$AA$547,$P$4:$P$547=$AT12),BL$3)","v":41.33},{"$f":"LARGE(_xlfn._xlws.FILTER($AA$4:$AA$547,$P$4:$P$547=$AT12),BM$3)","v":40.450000000000003},{"$f":"INDEX(_xlfn._xlws.FILTER($C$4:$C$547,$P$4:$P$547=$AT12),MATCH(BK12,_xlfn._xlws.FILTER($AA$4:$AA$547,$P$4:$P$547=$AT12),0),0)","v":"Kab. Kebumen"},{"$f":"INDEX(_xlfn._xlws.FILTER($C$4:$C$547,$P$4:$P$547=$AT12),MATCH(BL12,_xlfn._xlws.FILTER($AA$4:$AA$547,$P$4:$P$547=$AT12),0),0)","v":"Kab. Grobogan"},{"$f":"INDEX(_xlfn._xlws.FILTER($C$4:$C$547,$P$4:$P$547=$AT12),MATCH(BM12,_xlfn._xlws.FILTER($AA$4:$AA$547,$P$4:$P$547=$AT12),0),0)","v":"Kab. Cilacap"}]
["Aceh","Aceh","Kab. Aceh Timur",432849,2022,null,"Aceh","Aceh","ACEH TIMUR",67.83,68.72,70.73,0.34200000000000003,1,{"$f":"IFERROR(INDEX('SISPSN 2023'!H$3:H$442,MATCH($C13,'SISPSN 2023'!$J$3:$J$442,0)),\"\")","v":2023},{"$f":"IFERROR(INDEX('SISPSN 2023'!I$3:I$442,MATCH($C13,'SISPSN 2023'!$J$3:$J$442,0)),\"\")","v":"Aceh"},{"$f":"IFERROR(INDEX('SISPSN 2023'!J$3:J$442,MATCH($C13,'SISPSN 2023'!$J$3:$J$442,0)),\"\")","v":"Kab. Aceh Timur"},{"$f":"IFERROR(INDEX('SISPSN 2023'!K$3:K$442,MATCH($C13,'SISPSN 2023'!$J$3:$J$442,0)),\"\")","v":65670.22},{"$f":"IFERROR(INDEX('SISPSN 2023'!L$3:L$442,MATCH($C13,'SISPSN 2023'!$J$3:$J$442,0)),\"\")","v":1044.8},{"$f":"IFERROR(INDEX('SISPSN 2023'!M$3:M$442,MATCH($C13,'SISPSN 2023'!$J$3:$J$442,0)),\"\")","v":1.59},{"$f":"IFERROR(INDEX('SISPSN 2023'!N$3:N$442,MATCH($C13,'SISPSN 2023'!$J$3:$J$442,0)),\"\")","v":22747.55},{"$f":"IFERROR(INDEX('SISPSN 2023'!O$3:O$442,MATCH($C13,'SISPSN 2023'!$J$3:$J$442,0)),\"\")","v":34.64},{"$f":"IFERROR(INDEX('SISPSN 2023'!P$3:P$442,MATCH($C13,'SISPSN 2023'!$J$3:$J$442,0)),\"\")","v":23792.35},{"$f":"IFERROR(INDEX('SISPSN 2023'!Q$3:Q$442,MATCH($C13,'SISPSN 2023'!$J$3:$J$442,0)),\"\")","v":36.229999999999997},{"$f":"IFERROR(INDEX('SISPSN 2023'!R$3:R$442,MATCH($C13,'SISPSN 2023'!$J$3:$J$442,0)),\"\")","v":857.75},{"$f":"IFERROR(INDEX('SISPSN 2023'!S$3:S$442,MATCH($C13,'SISPSN 2023'!$J$3:$J$442,0)),\"\")","v":0},{"$f":"IFERROR(INDEX('SISPSN 2023'!T$3:T$442,MATCH($C13,'SISPSN 2023'!$J$3:$J$442,0)),\"\")","v":1.31},{"$f":"IFERROR(INDEX('SISPSN 2023'!U$3:U$442,MATCH($C13,'SISPSN 2023'!$J$3:$J$442,0)),\"\")","v":"P 2"},null,0.41566091398825949,6.6130815906347415E-3,0.14398105296424515,0.15059413455487988,5.4291450367218129E-3,0,{"$f":"IFERROR(PERCENTRANK(_xlfn._xlws.FILTER($AD$4:$AD$547,$AD$4:$AD$547<>\"\"),AD13),\"\")","v":""},0.28699999999999998,0.42199999999999999,0.314,null,null,null,null,null,null,{"$f":"Tabs!A12","v":"Jawa Timur"},0.42966280707021731,6.3770558699909857E-2,0.14842001134505506,0.18699149236243831,0.43520521042418125,0.25076205106234817,0.58362522176923626,5.3114404181098952E-2,9.938668042206826E-3,0.14675012867241585,{"$f":"LARGE(_xlfn._xlws.FILTER($T$4:$T$547,$P$4:$P$547=$AT13),BE$3)","v":52.26},{"$f":"LARGE(_xlfn._xlws.FILTER($T$4:$T$547,$P$4:$P$547=$AT13),BF$3)","v":31.13},{"$f":"LARGE(_xlfn._xlws.FILTER($T$4:$T$547,$P$4:$P$547=$AT13),BG$3)","v":30.22},{"$f":"INDEX(_xlfn._xlws.FILTER($C$4:$C$547,$P$4:$P$547=$AT13),MATCH(BE13,_xlfn._xlws.FILTER($T$4:$T$547,$P$4:$P$547=$AT13),0),0)","v":"Kab. Magetan"},{"$f":"INDEX(_xlfn._xlws.FILTER($C$4:$C$547,$P$4:$P$547=$AT13),MATCH(BF13,_xlfn._xlws.FILTER($T$4:$T$547,$P$4:$P$547=$AT13),0),0)","v":"Kab. Madiun"},{"$f":"INDEX(_xlfn._xlws.FILTER($C$4:$C$547,$P$4:$P$547=$AT13),MATCH(BG13,_xlfn._xlws.FILTER($T$4:$T$547,$P$4:$P$547=$AT13),0),0)","v":"Kab. Banyuwangi"},{"$f":"LARGE(_xlfn._xlws.FILTER($AA$4:$AA$547,$P$4:$P$547=$AT13),BK$3)","v":53.12},{"$f":"LARGE(_xlfn._xlws.FILTER($AA$4:$AA$547,$P$4:$P$547=$AT13),BL$3)","v":32.61},{"$f":"LARGE(_xlfn._xlws.FILTER($AA$4:$AA$547,$P$4:$P$547=$AT13),BM$3)","v":29.42},{"$f":"INDEX(_xlfn._xlws.FILTER($C$4:$C$547,$P$4:$P$547=$AT13),MATCH(BK13,_xlfn._xlws.FILTER($AA$4:$AA$547,$P$4:$P$547=$AT13),0),0)","v":"Kab. Magetan"},{"$f":"INDEX(_xlfn._xlws.FILTER($C$4:$C$547,$P$4:$P$547=$AT13),MATCH(BL13,_xlfn._xlws.FILTER($AA$4:$AA$547,$P$4:$P$547=$AT13),0),0)","v":"Kota Malang"},{"$f":"INDEX(_xlfn._xlws.FILTER($C$4:$C$547,$P$4:$P$547=$AT13),MATCH(BM13,_xlfn._xlws.FILTER($AA$4:$AA$547,$P$4:$P$547=$AT13),0),0)","v":"Kab. Banyuwangi"}]
["Aceh","Aceh","Kab. Aceh Utara",614640,2022,null,"Aceh","Aceh","ACEH UTARA",69.459999999999994,70.22,72.5,0.50900000000000001,1,{"$f":"IFERROR(INDEX('SISPSN 2023'!H$3:H$442,MATCH($C14,'SISPSN 2023'!$J$3:$J$442,0)),\"\")","v":2023},{"$f":"IFERROR(INDEX('SISPSN 2023'!I$3:I$442,MATCH($C14,'SISPSN 2023'!$J$3:$J$442,0)),\"\")","v":"Aceh"},{"$f":"IFERROR(INDEX('SISPSN 2023'!J$3:J$442,MATCH($C14,'SISPSN 2023'!$J$3:$J$442,0)),\"\")","v":"Kab. Aceh Utara"},{"$f":"IFERROR(INDEX('SISPSN 2023'!K$3:K$442,MATCH($C14,'SISPSN 2023'!$J$3:$J$442,0)),\"\")","v":112171.8},{"$f":"IFERROR(INDEX('SISPSN 2023'!L$3:L$442,MATCH($C14,'SISPSN 2023'!$J$3:$J$442,0)),\"\")","v":12.78},{"$f":"IFERROR(INDEX('SISPSN 2023'!M$3:M$442,MATCH($C14,'SISPSN 2023'!$J$3:$J$442,0)),\"\")","v":0.01},{"$f":"IFERROR(INDEX('SISPSN 2023'!N$3:N$442,MATCH($C14,'SISPSN 2023'!$J$3:$J$442,0)),\"\")","v":18250},{"$f":"IFERROR(INDEX('SISPSN 2023'!O$3:O$442,MATCH($C14,'SISPSN 2023'!$J$3:$J$442,0)),\"\")","v":16.27},{"$f":"IFERROR(INDEX('SISPSN 2023'!P$3:P$442,MATCH($C14,'SISPSN 2023'!$J$3:$J$442,0)),\"\")","v":18262.78},{"$f":"IFERROR(INDEX('SISPSN 2023'!Q$3:Q$442,MATCH($C14,'SISPSN 2023'!$J$3:$J$442,0)),\"\")","v":16.28},{"$f":"IFERROR(INDEX('SISPSN 2023'!R$3:R$442,MATCH($C14,'SISPSN 2023'!$J$3:$J$442,0)),\"\")","v":0},{"$f":"IFERROR(INDEX('SISPSN 2023'!S$3:S$442,MATCH($C14,'SISPSN 2023'!$J$3:$J$442,0)),\"\")","v":0},{"$f":"IFERROR(INDEX('SISPSN 2023'!T$3:T$442,MATCH($C14,'SISPSN 2023'!$J$3:$J$442,0)),\"\")","v":0},{"$f":"IFERROR(INDEX('SISPSN 2023'!U$3:U$442,MATCH($C14,'SISPSN 2023'!$J$3:$J$442,0)),\"\")","v":"P 2"},null,0.5,5.6966189363101957E-5,8.1348431602238716E-2,8.1405397791601816E-2,0,0,{"$f":"IFERROR(PERCENTRANK(_xlfn._xlws.FILTER($AD$4:$AD$547,$AD$4:$AD$547<>\"\"),AD14),\"\")","v":""},0.121,0.151,0,null,null,null,null,null,null,{"$f":"Tabs!A13","v":"Kalimantan Barat"},0.52935391785188568,2.4444623377852089E-2,4.6178223214155455E-2,0.1794497715972074,0.33899772070340628,0.20389439497505948,0.38517594391756171,2.1237606263107865E-2,3.1920265251955812E-4,4.0722866476751121E-2,{"$f":"LARGE(_xlfn._xlws.FILTER($T$4:$T$547,$P$4:$P$547=$AT14),BE$3)","v":24.35},{"$f":"LARGE(_xlfn._xlws.FILTER($T$4:$T$547,$P$4:$P$547=$AT14),BF$3)","v":17.96},{"$f":"LARGE(_xlfn._xlws.FILTER($T$4:$T$547,$P$4:$P$547=$AT14),BG$3)","v":6.48},{"$f":"INDEX(_xlfn._xlws.FILTER($C$4:$C$547,$P$4:$P$547=$AT14),MATCH(BE14,_xlfn._xlws.FILTER($T$4:$T$547,$P$4:$P$547=$AT14),0),0)","v":"Kota Pontianak"},{"$f":"INDEX(_xlfn._xlws.FILTER($C$4:$C$547,$P$4:$P$547=$AT14),MATCH(BF14,_xlfn._xlws.FILTER($T$4:$T$547,$P$4:$P$547=$AT14),0),0)","v":"Kota Singkawang"},{"$f":"INDEX(_xlfn._xlws.FILTER($C$4:$C$547,$P$4:$P$547=$AT14),MATCH(BG14,_xlfn._xlws.FILTER($T$4:$T$547,$P$4:$P$547=$AT14),0),0)","v":"Kab. Sekadau"},{"$f":"LARGE(_xlfn._xlws.FILTER($AA$4:$AA$547,$P$4:$P$547=$AT14),BK$3)","v":22.55},{"$f":"LARGE(_xlfn._xlws.FILTER($AA$4:$AA$547,$P$4:$P$547=$AT14),BL$3)","v":17.93},{"$f":"LARGE(_xlfn._xlws.FILTER($AA$4:$AA$547,$P$4:$P$547=$AT14),BM$3)","v":1.9},{"$f":"INDEX(_xlfn._xlws.FILTER($C$4:$C$547,$P$4:$P$547=$AT14),MATCH(BK14,_xlfn._xlws.FILTER($AA$4:$AA$547,$P$4:$P$547=$AT14),0),0)","v":"Kota Pontianak"},{"$f":"INDEX(_xlfn._xlws.FILTER($C$4:$C$547,$P$4:$P$547=$AT14),MATCH(BL14,_xlfn._xlws.FILTER($AA$4:$AA$547,$P$4:$P$547=$AT14),0),0)","v":"Kota Singkawang"},{"$f":"INDEX(_xlfn._xlws.FILTER($C$4:$C$547,$P$4:$P$547=$AT14),MATCH(BM14,_xlfn._xlws.FILTER($AA$4:$AA$547,$P$4:$P$547=$AT14),0),0)","v":"Kab. Kayong Utara"}]
["Aceh","Aceh","Kota Banda Aceh",257635,2022,null,"Aceh","Aceh","BANDA ACEH",85.71,86.28,88.32,1,1,{"$f":"IFERROR(INDEX('SISPSN 2023'!H$3:H$442,MATCH($C15,'SISPSN 2023'!$J$3:$J$442,0)),\"\")","v":2023},{"$f":"IFERROR(INDEX('SISPSN 2023'!I$3:I$442,MATCH($C15,'SISPSN 2023'!$J$3:$J$442,0)),\"\")","v":"Aceh"},{"$f":"IFERROR(INDEX('SISPSN 2023'!J$3:J$442,MATCH($C15,'SISPSN 2023'!$J$3:$J$442,0)),\"\")","v":"Kota Banda Aceh"},{"$f":"IFERROR(INDEX('SISPSN 2023'!K$3:K$442,MATCH($C15,'SISPSN 2023'!$J$3:$J$442,0)),\"\")","v":93370.54},{"$f":"IFERROR(INDEX('SISPSN 2023'!L$3:L$442,MATCH($C15,'SISPSN 2023'!$J$3:$J$442,0)),\"\")","v":15137.63},{"$f":"IFERROR(INDEX('SISPSN 2023'!M$3:M$442,MATCH($C15,'SISPSN 2023'!$J$3:$J$442,0)),\"\")","v":16.21},{"$f":"IFERROR(INDEX('SISPSN 2023'!N$3:N$442,MATCH($C15,'SISPSN 2023'!$J$3:$J$442,0)),\"\")","v":76817.72},{"$f":"IFERROR(INDEX('SISPSN 2023'!O$3:O$442,MATCH($C15,'SISPSN 2023'!$J$3:$J$442,0)),\"\")","v":82.27},{"$f":"IFERROR(INDEX('SISPSN 2023'!P$3:P$442,MATCH($C15,'SISPSN 2023'!$J$3:$J$442,0)),\"\")","v":91955.35},{"$f":"IFERROR(INDEX('SISPSN 2023'!Q$3:Q$442,MATCH($C15,'SISPSN 2023'!$J$3:$J$442,0)),\"\")","v":98.48},{"$f":"IFERROR(INDEX('SISPSN 2023'!R$3:R$442,MATCH($C15,'SISPSN 2023'!$J$3:$J$442,0)),\"\")","v":15020.06},{"$f":"IFERROR(INDEX('SISPSN 2023'!S$3:S$442,MATCH($C15,'SISPSN 2023'!$J$3:$J$442,0)),\"\")","v":0},{"$f":"IFERROR(INDEX('SISPSN 2023'!T$3:T$442,MATCH($C15,'SISPSN 2023'!$J$3:$J$442,0)),\"\")","v":16.09},{"$f":"IFERROR(INDEX('SISPSN 2023'!U$3:U$442,MATCH($C15,'SISPSN 2023'!$J$3:$J$442,0)),\"\")","v":"P 2"},null,0.99291516537014368,0.16097563958355654,0.81689020066883411,0.97786584025239065,0.15972538403193856,0,{"$f":"IFERROR(PERCENTRANK(_xlfn._xlws.FILTER($AD$4:$AD$547,$AD$4:$AD$547<>\"\"),AD15),\"\")","v":""},0.69599999999999995,0.94699999999999995,0.73199999999999998,null,null,null,null,null,null,{"$f":"Tabs!A14","v":"Kalimantan Selatan"},0.47315522178303343,7.5341121297877012E-2,0.15923130048942982,0.29178672791896387,0.61668288647306413,0.36712784921684088,0.77591418696249392,6.0172383895288312E-2,4.8037396717004188E-3,0.13732517485939044,{"$f":"LARGE(_xlfn._xlws.FILTER($T$4:$T$547,$P$4:$P$547=$AT15),BE$3)","v":27.81},{"$f":"LARGE(_xlfn._xlws.FILTER($T$4:$T$547,$P$4:$P$547=$AT15),BF$3)","v":25.44},{"$f":"LARGE(_xlfn._xlws.FILTER($T$4:$T$547,$P$4:$P$547=$AT15),BG$3)","v":22.87},{"$f":"INDEX(_xlfn._xlws.FILTER($C$4:$C$547,$P$4:$P$547=$AT15),MATCH(BE15,_xlfn._xlws.FILTER($T$4:$T$547,$P$4:$P$547=$AT15),0),0)","v":"Kab. Barito Kuala"},{"$f":"INDEX(_xlfn._xlws.FILTER($C$4:$C$547,$P$4:$P$547=$AT15),MATCH(BF15,_xlfn._xlws.FILTER($T$4:$T$547,$P$4:$P$547=$AT15),0),0)","v":"Kota Banjarmasin"},{"$f":"INDEX(_xlfn._xlws.FILTER($C$4:$C$547,$P$4:$P$547=$AT15),MATCH(BG15,_xlfn._xlws.FILTER($T$4:$T$547,$P$4:$P$547=$AT15),0),0)","v":"Kab. Hulu Sungai Tengah"},{"$f":"LARGE(_xlfn._xlws.FILTER($AA$4:$AA$547,$P$4:$P$547=$AT15),BK$3)","v":27.45},{"$f":"LARGE(_xlfn._xlws.FILTER($AA$4:$AA$547,$P$4:$P$547=$AT15),BL$3)","v":23},{"$f":"LARGE(_xlfn._xlws.FILTER($AA$4:$AA$547,$P$4:$P$547=$AT15),BM$3)","v":22.11},{"$f":"INDEX(_xlfn._xlws.FILTER($C$4:$C$547,$P$4:$P$547=$AT15),MATCH(BK15,_xlfn._xlws.FILTER($AA$4:$AA$547,$P$4:$P$547=$AT15),0),0)","v":"Kab. Barito Kuala"},{"$f":"INDEX(_xlfn._xlws.FILTER($C$4:$C$547,$P$4:$P$547=$AT15),MATCH(BL15,_xlfn._xlws.FILTER($AA$4:$AA$547,$P$4:$P$547=$AT15),0),0)","v":"Kota Banjarmasin"},{"$f":"INDEX(_xlfn._xlws.FILTER($C$4:$C$547,$P$4:$P$547=$AT15),MATCH(BM15,_xlfn._xlws.FILTER($AA$4:$AA$547,$P$4:$P$547=$AT15),0),0)","v":"Kab. Hulu Sungai Tengah"}]
["Aceh","Aceh","Kab. Bener Meriah",168690,2022,null,"Aceh","Aceh","BENER MERIAH",73.27,73.900000000000006,76.06,0.79700000000000004,1,{"$f":"IFERROR(INDEX('SISPSN 2023'!H$3:H$442,MATCH($C16,'SISPSN 2023'!$J$3:$J$442,0)),\"\")","v":2023},{"$f":"IFERROR(INDEX('SISPSN 2023'!I$3:I$442,MATCH($C16,'SISPSN 2023'!$J$3:$J$442,0)),\"\")","v":"Aceh"},{"$f":"IFERROR(INDEX('SISPSN 2023'!J$3:J$442,MATCH($C16,'SISPSN 2023'!$J$3:$J$442,0)),\"\")","v":"Kab. Bener Meriah"},{"$f":"IFERROR(INDEX('SISPSN 2023'!K$3:K$442,MATCH($C16,'SISPSN 2023'!$J$3:$J$442,0)),\"\")","v":24685.68},{"$f":"IFERROR(INDEX('SISPSN 2023'!L$3:L$442,MATCH($C16,'SISPSN 2023'!$J$3:$J$442,0)),\"\")","v":1137.1199999999999},{"$f":"IFERROR(INDEX('SISPSN 2023'!M$3:M$442,MATCH($C16,'SISPSN 2023'!$J$3:$J$442,0)),\"\")","v":4.6100000000000003},{"$f":"IFERROR(INDEX('SISPSN 2023'!N$3:N$442,MATCH($C16,'SISPSN 2023'!$J$3:$J$442,0)),\"\")","v":9468.1},{"$f":"IFERROR(INDEX('SISPSN 2023'!O$3:O$442,MATCH($C16,'SISPSN 2023'!$J$3:$J$442,0)),\"\")","v":38.35},{"$f":"IFERROR(INDEX('SISPSN 2023'!P$3:P$442,MATCH($C16,'SISPSN 2023'!$J$3:$J$442,0)),\"\")","v":10605.22},{"$f":"IFERROR(INDEX('SISPSN 2023'!Q$3:Q$442,MATCH($C16,'SISPSN 2023'!$J$3:$J$442,0)),\"\")","v":42.96},{"$f":"IFERROR(INDEX('SISPSN 2023'!R$3:R$442,MATCH($C16,'SISPSN 2023'!$J$3:$J$442,0)),\"\")","v":1111.79},{"$f":"IFERROR(INDEX('SISPSN 2023'!S$3:S$442,MATCH($C16,'SISPSN 2023'!$J$3:$J$442,0)),\"\")","v":0},{"$f":"IFERROR(INDEX('SISPSN 2023'!T$3:T$442,MATCH($C16,'SISPSN 2023'!$J$3:$J$442,0)),\"\")","v":4.5},{"$f":"IFERROR(INDEX('SISPSN 2023'!U$3:U$442,MATCH($C16,'SISPSN 2023'!$J$3:$J$442,0)),\"\")","v":"P 2"},null,0.40092477325271209,1.8468179858165703E-2,0.15377319343173868,0.17224137328990438,1.8056790562570396E-2,0,{"$f":"IFERROR(PERCENTRANK(_xlfn._xlws.FILTER($AD$4:$AD$547,$AD$4:$AD$547<>\"\"),AD16),\"\")","v":""},0.38900000000000001,0.48599999999999999,0.44400000000000001,null,null,null,null,null,null,{"$f":"Tabs!A15","v":"Kalimantan Tengah"},0.50101135596512991,2.7803186712695358E-2,5.5494124797104284E-2,0.16188608431881624,0.32311859280507688,0.18968927103151159,0.37861271760218118,2.4322439716609186E-2,7.1639272814570437E-4,4.99765766716425E-2,{"$f":"LARGE(_xlfn._xlws.FILTER($T$4:$T$547,$P$4:$P$547=$AT16),BE$3)","v":27.17},{"$f":"LARGE(_xlfn._xlws.FILTER($T$4:$T$547,$P$4:$P$547=$AT16),BF$3)","v":20.79},{"$f":"LARGE(_xlfn._xlws.FILTER($T$4:$T$547,$P$4:$P$547=$AT16),BG$3)","v":5.92},{"$f":"INDEX(_xlfn._xlws.FILTER($C$4:$C$547,$P$4:$P$547=$AT16),MATCH(BE16,_xlfn._xlws.FILTER($T$4:$T$547,$P$4:$P$547=$AT16),0),0)","v":"Kota Palangkaraya"},{"$f":"INDEX(_xlfn._xlws.FILTER($C$4:$C$547,$P$4:$P$547=$AT16),MATCH(BF16,_xlfn._xlws.FILTER($T$4:$T$547,$P$4:$P$547=$AT16),0),0)","v":"Kab. Sukamara"},{"$f":"INDEX(_xlfn._xlws.FILTER($C$4:$C$547,$P$4:$P$547=$AT16),MATCH(BG16,_xlfn._xlws.FILTER($T$4:$T$547,$P$4:$P$547=$AT16),0),0)","v":"Kab. Barito Utara"},{"$f":"LARGE(_xlfn._xlws.FILTER($AA$4:$AA$547,$P$4:$P$547=$AT16),BK$3)","v":24},{"$f":"LARGE(_xlfn._xlws.FILTER($AA$4:$AA$547,$P$4:$P$547=$AT16),BL$3)","v":19.239999999999998},{"$f":"LARGE(_xlfn._xlws.FILTER($AA$4:$AA$547,$P$4:$P$547=$AT16),BM$3)","v":6.11},{"$f":"INDEX(_xlfn._xlws.FILTER($C$4:$C$547,$P$4:$P$547=$AT16),MATCH(BK16,_xlfn._xlws.FILTER($AA$4:$AA$547,$P$4:$P$547=$AT16),0),0)","v":"Kota Palangkaraya"},{"$f":"INDEX(_xlfn._xlws.FILTER($C$4:$C$547,$P$4:$P$547=$AT16),MATCH(BL16,_xlfn._xlws.FILTER($AA$4:$AA$547,$P$4:$P$547=$AT16),0),0)","v":"Kab. Sukamara"},{"$f":"INDEX(_xlfn._xlws.FILTER($C$4:$C$547,$P$4:$P$547=$AT16),MATCH(BM16,_xlfn._xlws.FILTER($AA$4:$AA$547,$P$4:$P$547=$AT16),0),0)","v":"Kab. Barito Utara"}]
["Aceh","Aceh","Kab. Bireuen",443874,2022,null,"Aceh","Aceh","BIREUEN",72.33,73.16,74.56,0.70499999999999996,1,{"$f":"IFERROR(INDEX('SISPSN 2023'!H$3:H$442,MATCH($C17,'SISPSN 2023'!$J$3:$J$442,0)),\"\")","v":2023},{"$f":"IFERROR(INDEX('SISPSN 2023'!I$3:I$442,MATCH($C17,'SISPSN 2023'!$J$3:$J$442,0)),\"\")","v":"Aceh"},{"$f":"IFERROR(INDEX('SISPSN 2023'!J$3:J$442,MATCH($C17,'SISPSN 2023'!$J$3:$J$442,0)),\"\")","v":"Kab. Bireuen"},{"$f":"IFERROR(INDEX('SISPSN 2023'!K$3:K$442,MATCH($C17,'SISPSN 2023'!$J$3:$J$442,0)),\"\")","v":57800.09},{"$f":"IFERROR(INDEX('SISPSN 2023'!L$3:L$442,MATCH($C17,'SISPSN 2023'!$J$3:$J$442,0)),\"\")","v":10113.35},{"$f":"IFERROR(INDEX('SISPSN 2023'!M$3:M$442,MATCH($C17,'SISPSN 2023'!$J$3:$J$442,0)),\"\")","v":17.5},{"$f":"IFERROR(INDEX('SISPSN 2023'!N$3:N$442,MATCH($C17,'SISPSN 2023'!$J$3:$J$442,0)),\"\")","v":22630},{"$f":"IFERROR(INDEX('SISPSN 2023'!O$3:O$442,MATCH($C17,'SISPSN 2023'!$J$3:$J$442,0)),\"\")","v":39.15},{"$f":"IFERROR(INDEX('SISPSN 2023'!P$3:P$442,MATCH($C17,'SISPSN 2023'!$J$3:$J$442,0)),\"\")","v":32743.35},{"$f":"IFERROR(INDEX('SISPSN 2023'!Q$3:Q$442,MATCH($C17,'SISPSN 2023'!$J$3:$J$442,0)),\"\")","v":56.65},{"$f":"IFERROR(INDEX('SISPSN 2023'!R$3:R$442,MATCH($C17,'SISPSN 2023'!$J$3:$J$442,0)),\"\")","v":10113.35},{"$f":"IFERROR(INDEX('SISPSN 2023'!S$3:S$442,MATCH($C17,'SISPSN 2023'!$J$3:$J$442,0)),\"\")","v":0},{"$f":"IFERROR(INDEX('SISPSN 2023'!T$3:T$442,MATCH($C17,'SISPSN 2023'!$J$3:$J$442,0)),\"\")","v":17.5},{"$f":"IFERROR(INDEX('SISPSN 2023'!U$3:U$442,MATCH($C17,'SISPSN 2023'!$J$3:$J$442,0)),\"\")","v":"P 2"},null,0.35675982589406929,6.2422688013215648E-2,0.13967927835376706,0.20210196636698272,6.2422688013215648E-2,0,{"$f":"IFERROR(PERCENTRANK(_xlfn._xlws.FILTER($AD$4:$AD$547,$AD$4:$AD$547<>\"\"),AD17),\"\")","v":""},0.73699999999999999,0.5,0.77900000000000003,null,null,null,null,null,null,{"$f":"Tabs!A16","v":"Kalimantan Timur"},0.56713412817767161,0.10246331763924181,0.18066858005614878,0.38360057015317761,0.67638421158989626,0.48606388779241944,0.85705279164604509,8.3766961766227513E-2,3.3340128212288375E-3,0.15358090839521718,{"$f":"LARGE(_xlfn._xlws.FILTER($T$4:$T$547,$P$4:$P$547=$AT17),BE$3)","v":30.11},{"$f":"LARGE(_xlfn._xlws.FILTER($T$4:$T$547,$P$4:$P$547=$AT17),BF$3)","v":27.01},{"$f":"LARGE(_xlfn._xlws.FILTER($T$4:$T$547,$P$4:$P$547=$AT17),BG$3)","v":20.22},{"$f":"INDEX(_xlfn._xlws.FILTER($C$4:$C$547,$P$4:$P$547=$AT17),MATCH(BE17,_xlfn._xlws.FILTER($T$4:$T$547,$P$4:$P$547=$AT17),0),0)","v":"Kota Bontang"},{"$f":"INDEX(_xlfn._xlws.FILTER($C$4:$C$547,$P$4:$P$547=$AT17),MATCH(BF17,_xlfn._xlws.FILTER($T$4:$T$547,$P$4:$P$547=$AT17),0),0)","v":"Kota Balikpapan"},{"$f":"INDEX(_xlfn._xlws.FILTER($C$4:$C$547,$P$4:$P$547=$AT17),MATCH(BG17,_xlfn._xlws.FILTER($T$4:$T$547,$P$4:$P$547=$AT17),0),0)","v":"Kab. Penajam Paser Utara"},{"$f":"LARGE(_xlfn._xlws.FILTER($AA$4:$AA$547,$P$4:$P$547=$AT17),BK$3)","v":29.42},{"$f":"LARGE(_xlfn._xlws.FILTER($AA$4:$AA$547,$P$4:$P$547=$AT17),BL$3)","v":20.27},{"$f":"LARGE(_xlfn._xlws.FILTER($AA$4:$AA$547,$P$4:$P$547=$AT17),BM$3)","v":18.57},{"$f":"INDEX(_xlfn._xlws.FILTER($C$4:$C$547,$P$4:$P$547=$AT17),MATCH(BK17,_xlfn._xlws.FILTER($AA$4:$AA$547,$P$4:$P$547=$AT17),0),0)","v":"Kota Bontang"},{"$f":"INDEX(_xlfn._xlws.FILTER($C$4:$C$547,$P$4:$P$547=$AT17),MATCH(BL17,_xlfn._xlws.FILTER($AA$4:$AA$547,$P$4:$P$547=$AT17),0),0)","v":"Kota Balikpapan"},{"$f":"INDEX(_xlfn._xlws.FILTER($C$4:$C$547,$P$4:$P$547=$AT17),MATCH(BM17,_xlfn._xlws.FILTER($AA$4:$AA$547,$P$4:$P$547=$AT17),0),0)","v":"Kota Samarinda"}]
["Aceh","Aceh","Kab. Gayo Lues",103131,2022,null,"Aceh","Aceh","GAYO LUES",67.56,68.25,70.819999999999993,0.35,1,{"$f":"IFERROR(INDEX('SISPSN 2023'!H$3:H$442,MATCH($C18,'SISPSN 2023'!$J$3:$J$442,0)),\"\")","v":2023},{"$f":"IFERROR(INDEX('SISPSN 2023'!I$3:I$442,MATCH($C18,'SISPSN 2023'!$J$3:$J$442,0)),\"\")","v":"Aceh"},{"$f":"IFERROR(INDEX('SISPSN 2023'!J$3:J$442,MATCH($C18,'SISPSN 2023'!$J$3:$J$442,0)),\"\")","v":"Kab. Gayo Lues"},{"$f":"IFERROR(INDEX('SISPSN 2023'!K$3:K$442,MATCH($C18,'SISPSN 2023'!$J$3:$J$442,0)),\"\")","v":15068.51},{"$f":"IFERROR(INDEX('SISPSN 2023'!L$3:L$442,MATCH($C18,'SISPSN 2023'!$J$3:$J$442,0)),\"\")","v":1463.64},{"$f":"IFERROR(INDEX('SISPSN 2023'!M$3:M$442,MATCH($C18,'SISPSN 2023'!$J$3:$J$442,0)),\"\")","v":9.7100000000000009},{"$f":"IFERROR(INDEX('SISPSN 2023'!N$3:N$442,MATCH($C18,'SISPSN 2023'!$J$3:$J$442,0)),\"\")","v":7716.1},{"$f":"IFERROR(INDEX('SISPSN 2023'!O$3:O$442,MATCH($C18,'SISPSN 2023'!$J$3:$J$442,0)),\"\")","v":51.21},{"$f":"IFERROR(INDEX('SISPSN 2023'!P$3:P$442,MATCH($C18,'SISPSN 2023'!$J$3:$J$442,0)),\"\")","v":9179.74},{"$f":"IFERROR(INDEX('SISPSN 2023'!Q$3:Q$442,MATCH($C18,'SISPSN 2023'!$J$3:$J$442,0)),\"\")","v":60.92},{"$f":"IFERROR(INDEX('SISPSN 2023'!R$3:R$442,MATCH($C18,'SISPSN 2023'!$J$3:$J$442,0)),\"\")","v":1460},{"$f":"IFERROR(INDEX('SISPSN 2023'!S$3:S$442,MATCH($C18,'SISPSN 2023'!$J$3:$J$442,0)),\"\")","v":0},{"$f":"IFERROR(INDEX('SISPSN 2023'!T$3:T$442,MATCH($C18,'SISPSN 2023'!$J$3:$J$442,0)),\"\")","v":9.69},{"$f":"IFERROR(INDEX('SISPSN 2023'!U$3:U$442,MATCH($C18,'SISPSN 2023'!$J$3:$J$442,0)),\"\")","v":"P 2"},null,0.40030242159094637,3.8882320570339919E-2,0.20498201316771875,0.24386433373805866,3.878562216986163E-2,0,{"$f":"IFERROR(PERCENTRANK(_xlfn._xlws.FILTER($AD$4:$AD$547,$AD$4:$AD$547<>\"\"),AD18),\"\")","v":""},0.51100000000000001,0.59299999999999997,0.57099999999999995,null,null,null,null,null,null,{"$f":"Tabs!A17","v":"Kalimantan Utara"},0.44441202918793821,3.0874429130886071E-2,6.9472532476904506E-2,0.26808757384317694,0.60324103812636654,0.298962002974063,0.67271357060327097,3.0010708409778861E-2,7.7652685376112005E-5,6.7703750391578291E-2,{"$f":"LARGE(_xlfn._xlws.FILTER($T$4:$T$547,$P$4:$P$547=$AT18),BE$3)","v":26.98},{"$f":"LARGE(_xlfn._xlws.FILTER($T$4:$T$547,$P$4:$P$547=$AT18),BF$3)","v":0.75},{"$f":"LARGE(_xlfn._xlws.FILTER($T$4:$T$547,$P$4:$P$547=$AT18),BG$3)","v":0.2},{"$f":"INDEX(_xlfn._xlws.FILTER($C$4:$C$547,$P$4:$P$547=$AT18),MATCH(BE18,_xlfn._xlws.FILTER($T$4:$T$547,$P$4:$P$547=$AT18),0),0)","v":"Kab. Nunukan"},{"$f":"INDEX(_xlfn._xlws.FILTER($C$4:$C$547,$P$4:$P$547=$AT18),MATCH(BF18,_xlfn._xlws.FILTER($T$4:$T$547,$P$4:$P$547=$AT18),0),0)","v":"Kab. Tana Tidung"},{"$f":"INDEX(_xlfn._xlws.FILTER($C$4:$C$547,$P$4:$P$547=$AT18),MATCH(BG18,_xlfn._xlws.FILTER($T$4:$T$547,$P$4:$P$547=$AT18),0),0)","v":"Kab. Bulungan"},{"$f":"LARGE(_xlfn._xlws.FILTER($AA$4:$AA$547,$P$4:$P$547=$AT18),BK$3)","v":26.7},{"$f":"LARGE(_xlfn._xlws.FILTER($AA$4:$AA$547,$P$4:$P$547=$AT18),BL$3)","v":0.75},{"$f":"LARGE(_xlfn._xlws.FILTER($AA$4:$AA$547,$P$4:$P$547=$AT18),BM$3)","v":0.04},{"$f":"INDEX(_xlfn._xlws.FILTER($C$4:$C$547,$P$4:$P$547=$AT18),MATCH(BK18,_xlfn._xlws.FILTER($AA$4:$AA$547,$P$4:$P$547=$AT18),0),0)","v":"Kab. Nunukan"},{"$f":"INDEX(_xlfn._xlws.FILTER($C$4:$C$547,$P$4:$P$547=$AT18),MATCH(BL18,_xlfn._xlws.FILTER($AA$4:$AA$547,$P$4:$P$547=$AT18),0),0)","v":"Kab. Tana Tidung"},{"$f":"INDEX(_xlfn._xlws.FILTER($C$4:$C$547,$P$4:$P$547=$AT18),MATCH(BM18,_xlfn._xlws.FILTER($AA$4:$AA$547,$P$4:$P$547=$AT18),0),0)","v":"Kab. Bulungan"}]
["Aceh","Aceh","Kota Langsa",192630,2022,null,"Aceh","Aceh","LANGSA",77.44,77.819999999999993,80.5,0.91100000000000003,1,{"$f":"IFERROR(INDEX('SISPSN 2023'!H$3:H$442,MATCH($C19,'SISPSN 2023'!$J$3:$J$442,0)),\"\")","v":2023},{"$f":"IFERROR(INDEX('SISPSN 2023'!I$3:I$442,MATCH($C19,'SISPSN 2023'!$J$3:$J$442,0)),\"\")","v":"Aceh"},{"$f":"IFERROR(INDEX('SISPSN 2023'!J$3:J$442,MATCH($C19,'SISPSN 2023'!$J$3:$J$442,0)),\"\")","v":"Kota Langsa"},{"$f":"IFERROR(INDEX('SISPSN 2023'!K$3:K$442,MATCH($C19,'SISPSN 2023'!$J$3:$J$442,0)),\"\")","v":35154.980000000003},{"$f":"IFERROR(INDEX('SISPSN 2023'!L$3:L$442,MATCH($C19,'SISPSN 2023'!$J$3:$J$442,0)),\"\")","v":4774.2700000000004},{"$f":"IFERROR(INDEX('SISPSN 2023'!M$3:M$442,MATCH($C19,'SISPSN 2023'!$J$3:$J$442,0)),\"\")","v":13.58},{"$f":"IFERROR(INDEX('SISPSN 2023'!N$3:N$442,MATCH($C19,'SISPSN 2023'!$J$3:$J$442,0)),\"\")","v":25416.78},{"$f":"IFERROR(INDEX('SISPSN 2023'!O$3:O$442,MATCH($C19,'SISPSN 2023'!$J$3:$J$442,0)),\"\")","v":72.3},{"$f":"IFERROR(INDEX('SISPSN 2023'!P$3:P$442,MATCH($C19,'SISPSN 2023'!$J$3:$J$442,0)),\"\")","v":30191.040000000001},{"$f":"IFERROR(INDEX('SISPSN 2023'!Q$3:Q$442,MATCH($C19,'SISPSN 2023'!$J$3:$J$442,0)),\"\")","v":85.88},{"$f":"IFERROR(INDEX('SISPSN 2023'!R$3:R$442,MATCH($C19,'SISPSN 2023'!$J$3:$J$442,0)),\"\")","v":543.20000000000005},{"$f":"IFERROR(INDEX('SISPSN 2023'!S$3:S$442,MATCH($C19,'SISPSN 2023'!$J$3:$J$442,0)),\"\")","v":734.38},{"$f":"IFERROR(INDEX('SISPSN 2023'!T$3:T$442,MATCH($C19,'SISPSN 2023'!$J$3:$J$442,0)),\"\")","v":3.63},{"$f":"IFERROR(INDEX('SISPSN 2023'!U$3:U$442,MATCH($C19,'SISPSN 2023'!$J$3:$J$442,0)),\"\")","v":"P 2"},null,0.50000007111369016,6.7903191511301031E-2,0.36149620359565038,0.42939925287957109,7.7257912998089174E-3,1.0444894357057571E-2,{"$f":"IFERROR(PERCENTRANK(_xlfn._xlws.FILTER($AD$4:$AD$547,$AD$4:$AD$547<>\"\"),AD19),\"\")","v":""},0.60699999999999998,0.81399999999999995,0.40799999999999997,null,null,null,null,null,null,{"$f":"Tabs!A18","v":"Kepulauan Bangka Belitung"},0.40677145587405111,4.596852720706212E-2,0.11300824220393522,0.18938974713388348,0.46559251982647559,0.23535827434094561,0.57860076203041089,4.1210290115144078E-2,2.2037711897046485E-3,0.10672838685684732,{"$f":"LARGE(_xlfn._xlws.FILTER($T$4:$T$547,$P$4:$P$547=$AT19),BE$3)","v":19.260000000000002},{"$f":"LARGE(_xlfn._xlws.FILTER($T$4:$T$547,$P$4:$P$547=$AT19),BF$3)","v":18.649999999999999},{"$f":"LARGE(_xlfn._xlws.FILTER($T$4:$T$547,$P$4:$P$547=$AT19),BG$3)","v":14.86},{"$f":"INDEX(_xlfn._xlws.FILTER($C$4:$C$547,$P$4:$P$547=$AT19),MATCH(BE19,_xlfn._xlws.FILTER($T$4:$T$547,$P$4:$P$547=$AT19),0),0)","v":"Kab. Bangka Tengah"},{"$f":"INDEX(_xlfn._xlws.FILTER($C$4:$C$547,$P$4:$P$547=$AT19),MATCH(BF19,_xlfn._xlws.FILTER($T$4:$T$547,$P$4:$P$547=$AT19),0),0)","v":"Kab. Bangka Selatan"},{"$f":"INDEX(_xlfn._xlws.FILTER($C$4:$C$547,$P$4:$P$547=$AT19),MATCH(BG19,_xlfn._xlws.FILTER($T$4:$T$547,$P$4:$P$547=$AT19),0),0)","v":"Kab. Belitung"},{"$f":"LARGE(_xlfn._xlws.FILTER($AA$4:$AA$547,$P$4:$P$547=$AT19),BK$3)","v":19.36},{"$f":"LARGE(_xlfn._xlws.FILTER($AA$4:$AA$547,$P$4:$P$547=$AT19),BL$3)","v":18.2},{"$f":"LARGE(_xlfn._xlws.FILTER($AA$4:$AA$547,$P$4:$P$547=$AT19),BM$3)","v":14.94},{"$f":"INDEX(_xlfn._xlws.FILTER($C$4:$C$547,$P$4:$P$547=$AT19),MATCH(BK19,_xlfn._xlws.FILTER($AA$4:$AA$547,$P$4:$P$547=$AT19),0),0)","v":"Kab. Bangka Selatan"},{"$f":"INDEX(_xlfn._xlws.FILTER($C$4:$C$547,$P$4:$P$547=$AT19),MATCH(BL19,_xlfn._xlws.FILTER($AA$4:$AA$547,$P$4:$P$547=$AT19),0),0)","v":"Kab. Bangka Tengah"},{"$f":"INDEX(_xlfn._xlws.FILTER($C$4:$C$547,$P$4:$P$547=$AT19),MATCH(BM19,_xlfn._xlws.FILTER($AA$4:$AA$547,$P$4:$P$547=$AT19),0),0)","v":"Kab. Belitung"}]
["Aceh","Aceh","Kota Lhokseumawe",191396,2022,null,"Aceh","Aceh","LHOKSEUMAWE",77.569999999999993,78.040000000000006,80.260000000000005,0.90300000000000002,1,{"$f":"IFERROR(INDEX('SISPSN 2023'!H$3:H$442,MATCH($C20,'SISPSN 2023'!$J$3:$J$442,0)),\"\")","v":2023},{"$f":"IFERROR(INDEX('SISPSN 2023'!I$3:I$442,MATCH($C20,'SISPSN 2023'!$J$3:$J$442,0)),\"\")","v":"Aceh"},{"$f":"IFERROR(INDEX('SISPSN 2023'!J$3:J$442,MATCH($C20,'SISPSN 2023'!$J$3:$J$442,0)),\"\")","v":"Kota Lhokseumawe"},{"$f":"IFERROR(INDEX('SISPSN 2023'!K$3:K$442,MATCH($C20,'SISPSN 2023'!$J$3:$J$442,0)),\"\")","v":35793.279999999999},{"$f":"IFERROR(INDEX('SISPSN 2023'!L$3:L$442,MATCH($C20,'SISPSN 2023'!$J$3:$J$442,0)),\"\")","v":3312.83},{"$f":"IFERROR(INDEX('SISPSN 2023'!M$3:M$442,MATCH($C20,'SISPSN 2023'!$J$3:$J$442,0)),\"\")","v":9.26},{"$f":"IFERROR(INDEX('SISPSN 2023'!N$3:N$442,MATCH($C20,'SISPSN 2023'!$J$3:$J$442,0)),\"\")","v":27823.95},{"$f":"IFERROR(INDEX('SISPSN 2023'!O$3:O$442,MATCH($C20,'SISPSN 2023'!$J$3:$J$442,0)),\"\")","v":77.739999999999995},{"$f":"IFERROR(INDEX('SISPSN 2023'!P$3:P$442,MATCH($C20,'SISPSN 2023'!$J$3:$J$442,0)),\"\")","v":31136.78},{"$f":"IFERROR(INDEX('SISPSN 2023'!Q$3:Q$442,MATCH($C20,'SISPSN 2023'!$J$3:$J$442,0)),\"\")","v":86.99},{"$f":"IFERROR(INDEX('SISPSN 2023'!R$3:R$442,MATCH($C20,'SISPSN 2023'!$J$3:$J$442,0)),\"\")","v":3312.83},{"$f":"IFERROR(INDEX('SISPSN 2023'!S$3:S$442,MATCH($C20,'SISPSN 2023'!$J$3:$J$442,0)),\"\")","v":0},{"$f":"IFERROR(INDEX('SISPSN 2023'!T$3:T$442,MATCH($C20,'SISPSN 2023'!$J$3:$J$442,0)),\"\")","v":9.26},{"$f":"IFERROR(INDEX('SISPSN 2023'!U$3:U$442,MATCH($C20,'SISPSN 2023'!$J$3:$J$442,0)),\"\")","v":"P 2"},null,0.51236065968942823,4.7421297076963291E-2,0.39828418566741203,0.44570548274437533,4.7421297076963291E-2,0,{"$f":"IFERROR(PERCENTRANK(_xlfn._xlws.FILTER($AD$4:$AD$547,$AD$4:$AD$547<>\"\"),AD20),\"\")","v":""},0.497,0.91100000000000003,0.55200000000000005,null,null,null,null,null,null,{"$f":"Tabs!A19","v":"Kepulauan Riau"},0.81297981423462096,0.13688926483944172,0.16837966016206193,0.57755497668876088,0.7104173640922431,0.71444424152820263,0.87879702425430506,6.7627145291397822E-2,4.2676981033413679E-3,8.843373738919276E-2,{"$f":"LARGE(_xlfn._xlws.FILTER($T$4:$T$547,$P$4:$P$547=$AT20),BE$3)","v":23.51},{"$f":"LARGE(_xlfn._xlws.FILTER($T$4:$T$547,$P$4:$P$547=$AT20),BF$3)","v":16.8},{"$f":"LARGE(_xlfn._xlws.FILTER($T$4:$T$547,$P$4:$P$547=$AT20),BG$3)","v":16.53},{"$f":"INDEX(_xlfn._xlws.FILTER($C$4:$C$547,$P$4:$P$547=$AT20),MATCH(BE20,_xlfn._xlws.FILTER($T$4:$T$547,$P$4:$P$547=$AT20),0),0)","v":"Kota Tanjung Pinang"},{"$f":"INDEX(_xlfn._xlws.FILTER($C$4:$C$547,$P$4:$P$547=$AT20),MATCH(BF20,_xlfn._xlws.FILTER($T$4:$T$547,$P$4:$P$547=$AT20),0),0)","v":"Kab. Karimun"},{"$f":"INDEX(_xlfn._xlws.FILTER($C$4:$C$547,$P$4:$P$547=$AT20),MATCH(BG20,_xlfn._xlws.FILTER($T$4:$T$547,$P$4:$P$547=$AT20),0),0)","v":"Kota Batam"},{"$f":"LARGE(_xlfn._xlws.FILTER($AA$4:$AA$547,$P$4:$P$547=$AT20),BK$3)","v":28.94},{"$f":"LARGE(_xlfn._xlws.FILTER($AA$4:$AA$547,$P$4:$P$547=$AT20),BL$3)","v":15.33},{"$f":"LARGE(_xlfn._xlws.FILTER($AA$4:$AA$547,$P$4:$P$547=$AT20),BM$3)","v":14.07},{"$f":"INDEX(_xlfn._xlws.FILTER($C$4:$C$547,$P$4:$P$547=$AT20),MATCH(BK20,_xlfn._xlws.FILTER($AA$4:$AA$547,$P$4:$P$547=$AT20),0),0)","v":"Kota Tanjung Pinang"},{"$f":"INDEX(_xlfn._xlws.FILTER($C$4:$C$547,$P$4:$P$547=$AT20),MATCH(BL20,_xlfn._xlws.FILTER($AA$4:$AA$547,$P$4:$P$547=$AT20),0),0)","v":"Kab. Karimun"},{"$f":"INDEX(_xlfn._xlws.FILTER($C$4:$C$547,$P$4:$P$547=$AT20),MATCH(BM20,_xlfn._xlws.FILTER($AA$4:$AA$547,$P$4:$P$547=$AT20),0),0)","v":"Kab. Natuna"}]
["Aceh","Aceh","Kab. Nagan Raya",173393,2022,null,"Aceh","Aceh","NAGAN RAYA",69.31,70.099999999999994,72.150000000000006,0.46300000000000002,1,{"$f":"IFERROR(INDEX('SISPSN 2023'!H$3:H$442,MATCH($C21,'SISPSN 2023'!$J$3:$J$442,0)),\"\")","v":2023},{"$f":"IFERROR(INDEX('SISPSN 2023'!I$3:I$442,MATCH($C21,'SISPSN 2023'!$J$3:$J$442,0)),\"\")","v":"Aceh"},{"$f":"IFERROR(INDEX('SISPSN 2023'!J$3:J$442,MATCH($C21,'SISPSN 2023'!$J$3:$J$442,0)),\"\")","v":"Kab. Nagan Raya"},{"$f":"IFERROR(INDEX('SISPSN 2023'!K$3:K$442,MATCH($C21,'SISPSN 2023'!$J$3:$J$442,0)),\"\")","v":25451.599999999999},{"$f":"IFERROR(INDEX('SISPSN 2023'!L$3:L$442,MATCH($C21,'SISPSN 2023'!$J$3:$J$442,0)),\"\")","v":3680.73},{"$f":"IFERROR(INDEX('SISPSN 2023'!M$3:M$442,MATCH($C21,'SISPSN 2023'!$J$3:$J$442,0)),\"\")","v":14.46},{"$f":"IFERROR(INDEX('SISPSN 2023'!N$3:N$442,MATCH($C21,'SISPSN 2023'!$J$3:$J$442,0)),\"\")","v":13077.95},{"$f":"IFERROR(INDEX('SISPSN 2023'!O$3:O$442,MATCH($C21,'SISPSN 2023'!$J$3:$J$442,0)),\"\")","v":51.38},{"$f":"IFERROR(INDEX('SISPSN 2023'!P$3:P$442,MATCH($C21,'SISPSN 2023'!$J$3:$J$442,0)),\"\")","v":16758.68},{"$f":"IFERROR(INDEX('SISPSN 2023'!Q$3:Q$442,MATCH($C21,'SISPSN 2023'!$J$3:$J$442,0)),\"\")","v":65.849999999999994},{"$f":"IFERROR(INDEX('SISPSN 2023'!R$3:R$442,MATCH($C21,'SISPSN 2023'!$J$3:$J$442,0)),\"\")","v":3620.53},{"$f":"IFERROR(INDEX('SISPSN 2023'!S$3:S$442,MATCH($C21,'SISPSN 2023'!$J$3:$J$442,0)),\"\")","v":0},{"$f":"IFERROR(INDEX('SISPSN 2023'!T$3:T$442,MATCH($C21,'SISPSN 2023'!$J$3:$J$442,0)),\"\")","v":14.23},{"$f":"IFERROR(INDEX('SISPSN 2023'!U$3:U$442,MATCH($C21,'SISPSN 2023'!$J$3:$J$442,0)),\"\")","v":"P 2"},null,0.40215239922548268,5.8158009728316119E-2,0.20664040647546328,0.26479841620377936,5.7206809236662395E-2,0,{"$f":"IFERROR(PERCENTRANK(_xlfn._xlws.FILTER($AD$4:$AD$547,$AD$4:$AD$547<>\"\"),AD21),\"\")","v":""},0.63200000000000001,0.59599999999999997,0.67600000000000005,null,null,null,null,null,null,{"$f":"Tabs!A20","v":"Bengkulu"},0.64057146793885844,3.4800605286726558E-2,5.4327435779653273E-2,0.28894657935555601,0.45107625583963024,0.32374718464228258,0.50540369161928356,2.2227603239661848E-2,4.4214343328713582E-3,4.1601974028410545E-2,{"$f":"LARGE(_xlfn._xlws.FILTER($T$4:$T$547,$P$4:$P$547=$AT21),BE$3)","v":11.23},{"$f":"LARGE(_xlfn._xlws.FILTER($T$4:$T$547,$P$4:$P$547=$AT21),BF$3)","v":10.18},{"$f":"LARGE(_xlfn._xlws.FILTER($T$4:$T$547,$P$4:$P$547=$AT21),BG$3)","v":1.34},{"$f":"INDEX(_xlfn._xlws.FILTER($C$4:$C$547,$P$4:$P$547=$AT21),MATCH(BE21,_xlfn._xlws.FILTER($T$4:$T$547,$P$4:$P$547=$AT21),0),0)","v":"Kab. Bengkulu Utara"},{"$f":"INDEX(_xlfn._xlws.FILTER($C$4:$C$547,$P$4:$P$547=$AT21),MATCH(BF21,_xlfn._xlws.FILTER($T$4:$T$547,$P$4:$P$547=$AT21),0),0)","v":"Kota Bengkulu"},{"$f":"INDEX(_xlfn._xlws.FILTER($C$4:$C$547,$P$4:$P$547=$AT21),MATCH(BG21,_xlfn._xlws.FILTER($T$4:$T$547,$P$4:$P$547=$AT21),0),0)","v":"Kab. Bengkulu Tengah"},{"$f":"LARGE(_xlfn._xlws.FILTER($AA$4:$AA$547,$P$4:$P$547=$AT21),BK$3)","v":14.67},{"$f":"LARGE(_xlfn._xlws.FILTER($AA$4:$AA$547,$P$4:$P$547=$AT21),BL$3)","v":3.69},{"$f":"LARGE(_xlfn._xlws.FILTER($AA$4:$AA$547,$P$4:$P$547=$AT21),BM$3)","v":1.31},{"$f":"INDEX(_xlfn._xlws.FILTER($C$4:$C$547,$P$4:$P$547=$AT21),MATCH(BK21,_xlfn._xlws.FILTER($AA$4:$AA$547,$P$4:$P$547=$AT21),0),0)","v":"Kab. Bengkulu Utara"},{"$f":"INDEX(_xlfn._xlws.FILTER($C$4:$C$547,$P$4:$P$547=$AT21),MATCH(BL21,_xlfn._xlws.FILTER($AA$4:$AA$547,$P$4:$P$547=$AT21),0),0)","v":"Kota Bengkulu"},{"$f":"INDEX(_xlfn._xlws.FILTER($C$4:$C$547,$P$4:$P$547=$AT21),MATCH(BM21,_xlfn._xlws.FILTER($AA$4:$AA$547,$P$4:$P$547=$AT21),0),0)","v":"Kab. Bengkulu Tengah"}]
["Aceh","Aceh","Kab. Pidie",444505,2022,null,"Aceh","Aceh","PIDIE",70.7,71.2,72.95,0.53600000000000003,1,{"$f":"IFERROR(INDEX('SISPSN 2023'!H$3:H$442,MATCH($C22,'SISPSN 2023'!$J$3:$J$442,0)),\"\")","v":2023},{"$f":"IFERROR(INDEX('SISPSN 2023'!I$3:I$442,MATCH($C22,'SISPSN 2023'!$J$3:$J$442,0)),\"\")","v":"Aceh"},{"$f":"IFERROR(INDEX('SISPSN 2023'!J$3:J$442,MATCH($C22,'SISPSN 2023'!$J$3:$J$442,0)),\"\")","v":"Kab. Pidie"},{"$f":"IFERROR(INDEX('SISPSN 2023'!K$3:K$442,MATCH($C22,'SISPSN 2023'!$J$3:$J$442,0)),\"\")","v":64634.93},{"$f":"IFERROR(INDEX('SISPSN 2023'!L$3:L$442,MATCH($C22,'SISPSN 2023'!$J$3:$J$442,0)),\"\")","v":9740.99},{"$f":"IFERROR(INDEX('SISPSN 2023'!M$3:M$442,MATCH($C22,'SISPSN 2023'!$J$3:$J$442,0)),\"\")","v":15.07},{"$f":"IFERROR(INDEX('SISPSN 2023'!N$3:N$442,MATCH($C22,'SISPSN 2023'!$J$3:$J$442,0)),\"\")","v":15410.3},{"$f":"IFERROR(INDEX('SISPSN 2023'!O$3:O$442,MATCH($C22,'SISPSN 2023'!$J$3:$J$442,0)),\"\")","v":23.84},{"$f":"IFERROR(INDEX('SISPSN 2023'!P$3:P$442,MATCH($C22,'SISPSN 2023'!$J$3:$J$442,0)),\"\")","v":25151.29},{"$f":"IFERROR(INDEX('SISPSN 2023'!Q$3:Q$442,MATCH($C22,'SISPSN 2023'!$J$3:$J$442,0)),\"\")","v":38.909999999999997},{"$f":"IFERROR(INDEX('SISPSN 2023'!R$3:R$442,MATCH($C22,'SISPSN 2023'!$J$3:$J$442,0)),\"\")","v":9724.07},{"$f":"IFERROR(INDEX('SISPSN 2023'!S$3:S$442,MATCH($C22,'SISPSN 2023'!$J$3:$J$442,0)),\"\")","v":0},{"$f":"IFERROR(INDEX('SISPSN 2023'!T$3:T$442,MATCH($C22,'SISPSN 2023'!$J$3:$J$442,0)),\"\")","v":15.04},{"$f":"IFERROR(INDEX('SISPSN 2023'!U$3:U$442,MATCH($C22,'SISPSN 2023'!$J$3:$J$442,0)),\"\")","v":"P 2"},null,0.39838022069493029,6.0039018313891718E-2,9.498205869450288E-2,0.1550210770083946,5.9934731153154355E-2,0,{"$f":"IFERROR(PERCENTRANK(_xlfn._xlws.FILTER($AD$4:$AD$547,$AD$4:$AD$547<>\"\"),AD22),\"\")","v":""},0.66200000000000003,0.26700000000000002,0.71799999999999997,null,null,null,null,null,null,{"$f":"Tabs!A21","v":"Lampung"},0.49491229178753648,2.7680526441176127E-2,5.5930165608130113E-2,0.16647622403678683,0.33637520586830422,0.19415675047796296,0.39230537147643435,1.2936271383794259E-2,1.1212550205447204E-2,4.8794143911884164E-2,{"$f":"LARGE(_xlfn._xlws.FILTER($T$4:$T$547,$P$4:$P$547=$AT22),BE$3)","v":19.170000000000002},{"$f":"LARGE(_xlfn._xlws.FILTER($T$4:$T$547,$P$4:$P$547=$AT22),BF$3)","v":17.64},{"$f":"LARGE(_xlfn._xlws.FILTER($T$4:$T$547,$P$4:$P$547=$AT22),BG$3)","v":11.67},{"$f":"INDEX(_xlfn._xlws.FILTER($C$4:$C$547,$P$4:$P$547=$AT22),MATCH(BE22,_xlfn._xlws.FILTER($T$4:$T$547,$P$4:$P$547=$AT22),0),0)","v":"Kab. Tulang Bawang Barat"},{"$f":"INDEX(_xlfn._xlws.FILTER($C$4:$C$547,$P$4:$P$547=$AT22),MATCH(BF22,_xlfn._xlws.FILTER($T$4:$T$547,$P$4:$P$547=$AT22),0),0)","v":"Kota Metro"},{"$f":"INDEX(_xlfn._xlws.FILTER($C$4:$C$547,$P$4:$P$547=$AT22),MATCH(BG22,_xlfn._xlws.FILTER($T$4:$T$547,$P$4:$P$547=$AT22),0),0)","v":"Kab. Pringsewu"},{"$f":"LARGE(_xlfn._xlws.FILTER($AA$4:$AA$547,$P$4:$P$547=$AT22),BK$3)","v":18.37},{"$f":"LARGE(_xlfn._xlws.FILTER($AA$4:$AA$547,$P$4:$P$547=$AT22),BL$3)","v":12.3},{"$f":"LARGE(_xlfn._xlws.FILTER($AA$4:$AA$547,$P$4:$P$547=$AT22),BM$3)","v":10.79},{"$f":"INDEX(_xlfn._xlws.FILTER($C$4:$C$547,$P$4:$P$547=$AT22),MATCH(BK22,_xlfn._xlws.FILTER($AA$4:$AA$547,$P$4:$P$547=$AT22),0),0)","v":"Kota Metro"},{"$f":"INDEX(_xlfn._xlws.FILTER($C$4:$C$547,$P$4:$P$547=$AT22),MATCH(BL22,_xlfn._xlws.FILTER($AA$4:$AA$547,$P$4:$P$547=$AT22),0),0)","v":"Kab. Pringsewu"},{"$f":"INDEX(_xlfn._xlws.FILTER($C$4:$C$547,$P$4:$P$547=$AT22),MATCH(BM22,_xlfn._xlws.FILTER($AA$4:$AA$547,$P$4:$P$547=$AT22),0),0)","v":"Kab. Lampung Tengah"}]
["Aceh","Aceh","Kab. Pidie Jaya",162771,2022,null,"Aceh","Aceh","PIDIE JAYA",73.599999999999994,74.34,76.040000000000006,0.79500000000000004,1,{"$f":"IFERROR(INDEX('SISPSN 2023'!H$3:H$442,MATCH($C23,'SISPSN 2023'!$J$3:$J$442,0)),\"\")","v":2023},{"$f":"IFERROR(INDEX('SISPSN 2023'!I$3:I$442,MATCH($C23,'SISPSN 2023'!$J$3:$J$442,0)),\"\")","v":"Aceh"},{"$f":"IFERROR(INDEX('SISPSN 2023'!J$3:J$442,MATCH($C23,'SISPSN 2023'!$J$3:$J$442,0)),\"\")","v":"Kab. Pidie Jaya"},{"$f":"IFERROR(INDEX('SISPSN 2023'!K$3:K$442,MATCH($C23,'SISPSN 2023'!$J$3:$J$442,0)),\"\")","v":29581.54},{"$f":"IFERROR(INDEX('SISPSN 2023'!L$3:L$442,MATCH($C23,'SISPSN 2023'!$J$3:$J$442,0)),\"\")","v":0},{"$f":"IFERROR(INDEX('SISPSN 2023'!M$3:M$442,MATCH($C23,'SISPSN 2023'!$J$3:$J$442,0)),\"\")","v":0},{"$f":"IFERROR(INDEX('SISPSN 2023'!N$3:N$442,MATCH($C23,'SISPSN 2023'!$J$3:$J$442,0)),\"\")","v":5475},{"$f":"IFERROR(INDEX('SISPSN 2023'!O$3:O$442,MATCH($C23,'SISPSN 2023'!$J$3:$J$442,0)),\"\")","v":18.510000000000002},{"$f":"IFERROR(INDEX('SISPSN 2023'!P$3:P$442,MATCH($C23,'SISPSN 2023'!$J$3:$J$442,0)),\"\")","v":5475},{"$f":"IFERROR(INDEX('SISPSN 2023'!Q$3:Q$442,MATCH($C23,'SISPSN 2023'!$J$3:$J$442,0)),\"\")","v":18.510000000000002},{"$f":"IFERROR(INDEX('SISPSN 2023'!R$3:R$442,MATCH($C23,'SISPSN 2023'!$J$3:$J$442,0)),\"\")","v":0},{"$f":"IFERROR(INDEX('SISPSN 2023'!S$3:S$442,MATCH($C23,'SISPSN 2023'!$J$3:$J$442,0)),\"\")","v":0},{"$f":"IFERROR(INDEX('SISPSN 2023'!T$3:T$442,MATCH($C23,'SISPSN 2023'!$J$3:$J$442,0)),\"\")","v":0},{"$f":"IFERROR(INDEX('SISPSN 2023'!U$3:U$442,MATCH($C23,'SISPSN 2023'!$J$3:$J$442,0)),\"\")","v":"P 2"},null,0.49791003967840192,0,9.2154007777798252E-2,9.2154007777798252E-2,0,0,{"$f":"IFERROR(PERCENTRANK(_xlfn._xlws.FILTER($AD$4:$AD$547,$AD$4:$AD$547<>\"\"),AD23),\"\")","v":""},0,0.187,0,null,null,null,null,null,null,{"$f":"Tabs!A22","v":"Maluku"},0.52793751595888128,2.4533575829730572E-3,4.647060511540041E-3,0.2503469455624614,0.47419805941951626,0.25280030314543445,0.47884511993105627,1.5503018261736302E-3,0,2.9365252123783078E-3,{"$f":"LARGE(_xlfn._xlws.FILTER($T$4:$T$547,$P$4:$P$547=$AT23),BE$3)","v":1.27},{"$f":"LARGE(_xlfn._xlws.FILTER($T$4:$T$547,$P$4:$P$547=$AT23),BF$3)","v":0.71},{"$f":"LARGE(_xlfn._xlws.FILTER($T$4:$T$547,$P$4:$P$547=$AT23),BG$3)","v":0},{"$f":"INDEX(_xlfn._xlws.FILTER($C$4:$C$547,$P$4:$P$547=$AT23),MATCH(BE23,_xlfn._xlws.FILTER($T$4:$T$547,$P$4:$P$547=$AT23),0),0)","v":"Kota Tual"},{"$f":"INDEX(_xlfn._xlws.FILTER($C$4:$C$547,$P$4:$P$547=$AT23),MATCH(BF23,_xlfn._xlws.FILTER($T$4:$T$547,$P$4:$P$547=$AT23),0),0)","v":"Kota Ambon"},{"$f":"INDEX(_xlfn._xlws.FILTER($C$4:$C$547,$P$4:$P$547=$AT23),MATCH(BG23,_xlfn._xlws.FILTER($T$4:$T$547,$P$4:$P$547=$AT23),0),0)","v":"Kab. Buru"},{"$f":"LARGE(_xlfn._xlws.FILTER($AA$4:$AA$547,$P$4:$P$547=$AT23),BK$3)","v":0.64},{"$f":"LARGE(_xlfn._xlws.FILTER($AA$4:$AA$547,$P$4:$P$547=$AT23),BL$3)","v":0},{"$f":"LARGE(_xlfn._xlws.FILTER($AA$4:$AA$547,$P$4:$P$547=$AT23),BM$3)","v":0},{"$f":"INDEX(_xlfn._xlws.FILTER($C$4:$C$547,$P$4:$P$547=$AT23),MATCH(BK23,_xlfn._xlws.FILTER($AA$4:$AA$547,$P$4:$P$547=$AT23),0),0)","v":"Kota Ambon"},{"$f":"INDEX(_xlfn._xlws.FILTER($C$4:$C$547,$P$4:$P$547=$AT23),MATCH(BL23,_xlfn._xlws.FILTER($AA$4:$AA$547,$P$4:$P$547=$AT23),0),0)","v":"Kab. Buru"},{"$f":"INDEX(_xlfn._xlws.FILTER($C$4:$C$547,$P$4:$P$547=$AT23),MATCH(BM23,_xlfn._xlws.FILTER($AA$4:$AA$547,$P$4:$P$547=$AT23),0),0)","v":"Kab. Buru"}]
["Aceh","Aceh","Kota Sabang",43208,2022,null,"Aceh","Aceh","SABANG",76.11,76.849999999999994,78.7,0.872,1,{"$f":"IFERROR(INDEX('SISPSN 2023'!H$3:H$442,MATCH($C24,'SISPSN 2023'!$J$3:$J$442,0)),\"\")","v":2023},{"$f":"IFERROR(INDEX('SISPSN 2023'!I$3:I$442,MATCH($C24,'SISPSN 2023'!$J$3:$J$442,0)),\"\")","v":"Aceh"},{"$f":"IFERROR(INDEX('SISPSN 2023'!J$3:J$442,MATCH($C24,'SISPSN 2023'!$J$3:$J$442,0)),\"\")","v":"Kota Sabang"},{"$f":"IFERROR(INDEX('SISPSN 2023'!K$3:K$442,MATCH($C24,'SISPSN 2023'!$J$3:$J$442,0)),\"\")","v":6308.37},{"$f":"IFERROR(INDEX('SISPSN 2023'!L$3:L$442,MATCH($C24,'SISPSN 2023'!$J$3:$J$442,0)),\"\")","v":27.74},{"$f":"IFERROR(INDEX('SISPSN 2023'!M$3:M$442,MATCH($C24,'SISPSN 2023'!$J$3:$J$442,0)),\"\")","v":0.44},{"$f":"IFERROR(INDEX('SISPSN 2023'!N$3:N$442,MATCH($C24,'SISPSN 2023'!$J$3:$J$442,0)),\"\")","v":5971.4},{"$f":"IFERROR(INDEX('SISPSN 2023'!O$3:O$442,MATCH($C24,'SISPSN 2023'!$J$3:$J$442,0)),\"\")","v":94.66},{"$f":"IFERROR(INDEX('SISPSN 2023'!P$3:P$442,MATCH($C24,'SISPSN 2023'!$J$3:$J$442,0)),\"\")","v":5999.14},{"$f":"IFERROR(INDEX('SISPSN 2023'!Q$3:Q$442,MATCH($C24,'SISPSN 2023'!$J$3:$J$442,0)),\"\")","v":95.1},{"$f":"IFERROR(INDEX('SISPSN 2023'!R$3:R$442,MATCH($C24,'SISPSN 2023'!$J$3:$J$442,0)),\"\")","v":0},{"$f":"IFERROR(INDEX('SISPSN 2023'!S$3:S$442,MATCH($C24,'SISPSN 2023'!$J$3:$J$442,0)),\"\")","v":0},{"$f":"IFERROR(INDEX('SISPSN 2023'!T$3:T$442,MATCH($C24,'SISPSN 2023'!$J$3:$J$442,0)),\"\")","v":0},{"$f":"IFERROR(INDEX('SISPSN 2023'!U$3:U$442,MATCH($C24,'SISPSN 2023'!$J$3:$J$442,0)),\"\")","v":"P 2"},null,0.40000012681568359,1.7589335308276245E-3,0.3786335863728939,0.38039251990372153,0,0,{"$f":"IFERROR(PERCENTRANK(_xlfn._xlws.FILTER($AD$4:$AD$547,$AD$4:$AD$547<>\"\"),AD24),\"\")","v":""},0.218,0.997,0,null,null,null,null,null,null,{"$f":"Tabs!A23","v":"Maluku Utara"},0.47581829412245602,6.1375351710546595E-3,1.2898905415929869E-2,0.24810296826504799,0.52142376896756415,0.25424050343610266,0.53432267438349401,6.1375351710546595E-3,1.4190012533505944E-5,1.2928727750860637E-2,{"$f":"LARGE(_xlfn._xlws.FILTER($T$4:$T$547,$P$4:$P$547=$AT24),BE$3)","v":9.9700000000000006},{"$f":"LARGE(_xlfn._xlws.FILTER($T$4:$T$547,$P$4:$P$547=$AT24),BF$3)","v":0.02},{"$f":"LARGE(_xlfn._xlws.FILTER($T$4:$T$547,$P$4:$P$547=$AT24),BG$3)","v":0},{"$f":"INDEX(_xlfn._xlws.FILTER($C$4:$C$547,$P$4:$P$547=$AT24),MATCH(BE24,_xlfn._xlws.FILTER($T$4:$T$547,$P$4:$P$547=$AT24),0),0)","v":"Kota Tidore Kepulauan"},{"$f":"INDEX(_xlfn._xlws.FILTER($C$4:$C$547,$P$4:$P$547=$AT24),MATCH(BF24,_xlfn._xlws.FILTER($T$4:$T$547,$P$4:$P$547=$AT24),0),0)","v":"Kab. Halmahera Timur"},{"$f":"INDEX(_xlfn._xlws.FILTER($C$4:$C$547,$P$4:$P$547=$AT24),MATCH(BG24,_xlfn._xlws.FILTER($T$4:$T$547,$P$4:$P$547=$AT24),0),0)","v":"Kab. Halmahera Selatan"},{"$f":"LARGE(_xlfn._xlws.FILTER($AA$4:$AA$547,$P$4:$P$547=$AT24),BK$3)","v":9.9700000000000006},{"$f":"LARGE(_xlfn._xlws.FILTER($AA$4:$AA$547,$P$4:$P$547=$AT24),BL$3)","v":0.02},{"$f":"LARGE(_xlfn._xlws.FILTER($AA$4:$AA$547,$P$4:$P$547=$AT24),BM$3)","v":0.01},{"$f":"INDEX(_xlfn._xlws.FILTER($C$4:$C$547,$P$4:$P$547=$AT24),MATCH(BK24,_xlfn._xlws.FILTER($AA$4:$AA$547,$P$4:$P$547=$AT24),0),0)","v":"Kota Tidore Kepulauan"},{"$f":"INDEX(_xlfn._xlws.FILTER($C$4:$C$547,$P$4:$P$547=$AT24),MATCH(BL24,_xlfn._xlws.FILTER($AA$4:$AA$547,$P$4:$P$547=$AT24),0),0)","v":"Kab. Halmahera Timur"},{"$f":"INDEX(_xlfn._xlws.FILTER($C$4:$C$547,$P$4:$P$547=$AT24),MATCH(BM24,_xlfn._xlws.FILTER($AA$4:$AA$547,$P$4:$P$547=$AT24),0),0)","v":"Kab. Halmahera Selatan"}]
["Aceh","Aceh","Kab. Simeulue",94876,2022,null,"Aceh","Aceh","SIMEULUE",66.41,67.27,69.98,0.28399999999999997,1,{"$f":"IFERROR(INDEX('SISPSN 2023'!H$3:H$442,MATCH($C25,'SISPSN 2023'!$J$3:$J$442,0)),\"\")","v":2023},{"$f":"IFERROR(INDEX('SISPSN 2023'!I$3:I$442,MATCH($C25,'SISPSN 2023'!$J$3:$J$442,0)),\"\")","v":"Aceh"},{"$f":"IFERROR(INDEX('SISPSN 2023'!J$3:J$442,MATCH($C25,'SISPSN 2023'!$J$3:$J$442,0)),\"\")","v":"Kab. Simeulue"},{"$f":"IFERROR(INDEX('SISPSN 2023'!K$3:K$442,MATCH($C25,'SISPSN 2023'!$J$3:$J$442,0)),\"\")","v":16476.21},{"$f":"IFERROR(INDEX('SISPSN 2023'!L$3:L$442,MATCH($C25,'SISPSN 2023'!$J$3:$J$442,0)),\"\")","v":665.5},{"$f":"IFERROR(INDEX('SISPSN 2023'!M$3:M$442,MATCH($C25,'SISPSN 2023'!$J$3:$J$442,0)),\"\")","v":4.04},{"$f":"IFERROR(INDEX('SISPSN 2023'!N$3:N$442,MATCH($C25,'SISPSN 2023'!$J$3:$J$442,0)),\"\")","v":6142.95},{"$f":"IFERROR(INDEX('SISPSN 2023'!O$3:O$442,MATCH($C25,'SISPSN 2023'!$J$3:$J$442,0)),\"\")","v":37.28},{"$f":"IFERROR(INDEX('SISPSN 2023'!P$3:P$442,MATCH($C25,'SISPSN 2023'!$J$3:$J$442,0)),\"\")","v":6808.45},{"$f":"IFERROR(INDEX('SISPSN 2023'!Q$3:Q$442,MATCH($C25,'SISPSN 2023'!$J$3:$J$442,0)),\"\")","v":41.32},{"$f":"IFERROR(INDEX('SISPSN 2023'!R$3:R$442,MATCH($C25,'SISPSN 2023'!$J$3:$J$442,0)),\"\")","v":665.5},{"$f":"IFERROR(INDEX('SISPSN 2023'!S$3:S$442,MATCH($C25,'SISPSN 2023'!$J$3:$J$442,0)),\"\")","v":0},{"$f":"IFERROR(INDEX('SISPSN 2023'!T$3:T$442,MATCH($C25,'SISPSN 2023'!$J$3:$J$442,0)),\"\")","v":4.04},{"$f":"IFERROR(INDEX('SISPSN 2023'!U$3:U$442,MATCH($C25,'SISPSN 2023'!$J$3:$J$442,0)),\"\")","v":"P 2"},null,0.47578208788168785,1.9217585809191751E-2,0.17738943463046503,0.19660702043965678,1.9217585809191751E-2,0,{"$f":"IFERROR(PERCENTRANK(_xlfn._xlws.FILTER($AD$4:$AD$547,$AD$4:$AD$547<>\"\"),AD25),\"\")","v":""},0.36699999999999999,0.46600000000000003,0.42199999999999999,null,null,null,null,null,null,{"$f":"Tabs!A24","v":"Nusa Tenggara Barat"},0.54873175535797947,7.4271212819210577E-2,0.13535067379280394,0.34254704473486208,0.6242522715154194,0.41681825755407265,0.75960294530822325,7.2905547033924253E-2,5.3036934678565265E-4,0.13382844288426879,{"$f":"LARGE(_xlfn._xlws.FILTER($T$4:$T$547,$P$4:$P$547=$AT25),BE$3)","v":22.8},{"$f":"LARGE(_xlfn._xlws.FILTER($T$4:$T$547,$P$4:$P$547=$AT25),BF$3)","v":3.89},{"$f":"LARGE(_xlfn._xlws.FILTER($T$4:$T$547,$P$4:$P$547=$AT25),BG$3)","v":{"$error":"#NUM!"}},{"$f":"INDEX(_xlfn._xlws.FILTER($C$4:$C$547,$P$4:$P$547=$AT25),MATCH(BE25,_xlfn._xlws.FILTER($T$4:$T$547,$P$4:$P$547=$AT25),0),0)","v":"Kota Mataram"},{"$f":"INDEX(_xlfn._xlws.FILTER($C$4:$C$547,$P$4:$P$547=$AT25),MATCH(BF25,_xlfn._xlws.FILTER($T$4:$T$547,$P$4:$P$547=$AT25),0),0)","v":"Kab. Sumbawa"},{"$f":"INDEX(_xlfn._xlws.FILTER($C$4:$C$547,$P$4:$P$547=$AT25),MATCH(BG25,_xlfn._xlws.FILTER($T$4:$T$547,$P$4:$P$547=$AT25),0),0)","v":{"$error":"#NUM!"}},{"$f":"LARGE(_xlfn._xlws.FILTER($AA$4:$AA$547,$P$4:$P$547=$AT25),BK$3)","v":22.5},{"$f":"LARGE(_xlfn._xlws.FILTER($AA$4:$AA$547,$P$4:$P$547=$AT25),BL$3)","v":3.89},{"$f":"LARGE(_xlfn._xlws.FILTER($AA$4:$AA$547,$P$4:$P$547=$AT25),BM$3)","v":{"$error":"#NUM!"}},{"$f":"INDEX(_xlfn._xlws.FILTER($C$4:$C$547,$P$4:$P$547=$AT25),MATCH(BK25,_xlfn._xlws.FILTER($AA$4:$AA$547,$P$4:$P$547=$AT25),0),0)","v":"Kota Mataram"},{"$f":"INDEX(_xlfn._xlws.FILTER($C$4:$C$547,$P$4:$P$547=$AT25),MATCH(BL25,_xlfn._xlws.FILTER($AA$4:$AA$547,$P$4:$P$547=$AT25),0),0)","v":"Kab. Sumbawa"},{"$f":"INDEX(_xlfn._xlws.FILTER($C$4:$C$547,$P$4:$P$547=$AT25),MATCH(BM25,_xlfn._xlws.FILTER($AA$4:$AA$547,$P$4:$P$547=$AT25),0),0)","v":{"$error":"#NUM!"}}]
["Aceh","Aceh","Kota Subulussalam",95199,2022,null,"Aceh","Aceh","SUBULUSSALAM",65.27,66.2,69.66,0.25900000000000001,1,{"$f":"IFERROR(INDEX('SISPSN 2023'!H$3:H$442,MATCH($C26,'SISPSN 2023'!$J$3:$J$442,0)),\"\")","v":2023},{"$f":"IFERROR(INDEX('SISPSN 2023'!I$3:I$442,MATCH($C26,'SISPSN 2023'!$J$3:$J$442,0)),\"\")","v":"Aceh"},{"$f":"IFERROR(INDEX('SISPSN 2023'!J$3:J$442,MATCH($C26,'SISPSN 2023'!$J$3:$J$442,0)),\"\")","v":"Kota Subulussalam"},{"$f":"IFERROR(INDEX('SISPSN 2023'!K$3:K$442,MATCH($C26,'SISPSN 2023'!$J$3:$J$442,0)),\"\")","v":20831.060000000001},{"$f":"IFERROR(INDEX('SISPSN 2023'!L$3:L$442,MATCH($C26,'SISPSN 2023'!$J$3:$J$442,0)),\"\")","v":54.75},{"$f":"IFERROR(INDEX('SISPSN 2023'!M$3:M$442,MATCH($C26,'SISPSN 2023'!$J$3:$J$442,0)),\"\")","v":0.26},{"$f":"IFERROR(INDEX('SISPSN 2023'!N$3:N$442,MATCH($C26,'SISPSN 2023'!$J$3:$J$442,0)),\"\")","v":14600},{"$f":"IFERROR(INDEX('SISPSN 2023'!O$3:O$442,MATCH($C26,'SISPSN 2023'!$J$3:$J$442,0)),\"\")","v":70.09},{"$f":"IFERROR(INDEX('SISPSN 2023'!P$3:P$442,MATCH($C26,'SISPSN 2023'!$J$3:$J$442,0)),\"\")","v":14654.75},{"$f":"IFERROR(INDEX('SISPSN 2023'!Q$3:Q$442,MATCH($C26,'SISPSN 2023'!$J$3:$J$442,0)),\"\")","v":70.349999999999994},{"$f":"IFERROR(INDEX('SISPSN 2023'!R$3:R$442,MATCH($C26,'SISPSN 2023'!$J$3:$J$442,0)),\"\")","v":54.75},{"$f":"IFERROR(INDEX('SISPSN 2023'!S$3:S$442,MATCH($C26,'SISPSN 2023'!$J$3:$J$442,0)),\"\")","v":0},{"$f":"IFERROR(INDEX('SISPSN 2023'!T$3:T$442,MATCH($C26,'SISPSN 2023'!$J$3:$J$442,0)),\"\")","v":0.26},{"$f":"IFERROR(INDEX('SISPSN 2023'!U$3:U$442,MATCH($C26,'SISPSN 2023'!$J$3:$J$442,0)),\"\")","v":"P 2"},null,0.59949576424409889,1.5756468030126366E-3,0.42017248080336977,0.42174812760638242,1.5756468030126366E-3,0,{"$f":"IFERROR(PERCENTRANK(_xlfn._xlws.FILTER($AD$4:$AD$547,$AD$4:$AD$547<>\"\"),AD26),\"\")","v":""},0.20399999999999999,0.75600000000000001,0.24299999999999999,null,null,null,null,null,null,{"$f":"Tabs!A25","v":"Nusa Tenggara Timur"},0.5071202489734884,6.7762959701113878E-3,1.336230604837403E-2,0.11401607656567235,0.22483045549150013,0.12079237253578373,0.23819276153987415,5.3150485204894547E-3,9.4156831518000716E-7,1.0482701291390452E-2,{"$f":"LARGE(_xlfn._xlws.FILTER($T$4:$T$547,$P$4:$P$547=$AT26),BE$3)","v":7.5},{"$f":"LARGE(_xlfn._xlws.FILTER($T$4:$T$547,$P$4:$P$547=$AT26),BF$3)","v":2.2000000000000002},{"$f":"LARGE(_xlfn._xlws.FILTER($T$4:$T$547,$P$4:$P$547=$AT26),BG$3)","v":0.18},{"$f":"INDEX(_xlfn._xlws.FILTER($C$4:$C$547,$P$4:$P$547=$AT26),MATCH(BE26,_xlfn._xlws.FILTER($T$4:$T$547,$P$4:$P$547=$AT26),0),0)","v":"Kota Kupang"},{"$f":"INDEX(_xlfn._xlws.FILTER($C$4:$C$547,$P$4:$P$547=$AT26),MATCH(BF26,_xlfn._xlws.FILTER($T$4:$T$547,$P$4:$P$547=$AT26),0),0)","v":"Kab. Nagekeo"},{"$f":"INDEX(_xlfn._xlws.FILTER($C$4:$C$547,$P$4:$P$547=$AT26),MATCH(BG26,_xlfn._xlws.FILTER($T$4:$T$547,$P$4:$P$547=$AT26),0),0)","v":"Kab. Sumba Tengah"},{"$f":"LARGE(_xlfn._xlws.FILTER($AA$4:$AA$547,$P$4:$P$547=$AT26),BK$3)","v":5.88},{"$f":"LARGE(_xlfn._xlws.FILTER($AA$4:$AA$547,$P$4:$P$547=$AT26),BL$3)","v":2.2000000000000002},{"$f":"LARGE(_xlfn._xlws.FILTER($AA$4:$AA$547,$P$4:$P$547=$AT26),BM$3)","v":0.18},{"$f":"INDEX(_xlfn._xlws.FILTER($C$4:$C$547,$P$4:$P$547=$AT26),MATCH(BK26,_xlfn._xlws.FILTER($AA$4:$AA$547,$P$4:$P$547=$AT26),0),0)","v":"Kota Kupang"},{"$f":"INDEX(_xlfn._xlws.FILTER($C$4:$C$547,$P$4:$P$547=$AT26),MATCH(BL26,_xlfn._xlws.FILTER($AA$4:$AA$547,$P$4:$P$547=$AT26),0),0)","v":"Kab. Nagekeo"},{"$f":"INDEX(_xlfn._xlws.FILTER($C$4:$C$547,$P$4:$P$547=$AT26),MATCH(BM26,_xlfn._xlws.FILTER($AA$4:$AA$547,$P$4:$P$547=$AT26),0),0)","v":"Kab. Sumba Tengah"}]
["Aceh","total","total",5407855,2022,null,"ACEH","total","ACEH",72.180000000000007,72.8,74.7,0.72499999999999998,0,{"$f":"IFERROR(INDEX('SISPSN 2023'!H$3:H$442,MATCH($C27,'SISPSN 2023'!$J$3:$J$442,0)),\"\")","v":""},{"$f":"IFERROR(INDEX('SISPSN 2023'!I$3:I$442,MATCH($C27,'SISPSN 2023'!$J$3:$J$442,0)),\"\")","v":""},{"$f":"IFERROR(INDEX('SISPSN 2023'!J$3:J$442,MATCH($C27,'SISPSN 2023'!$J$3:$J$442,0)),\"\")","v":""},{"$f":"IFERROR(INDEX('SISPSN 2023'!K$3:K$442,MATCH($C27,'SISPSN 2023'!$J$3:$J$442,0)),\"\")","v":""},{"$f":"IFERROR(INDEX('SISPSN 2023'!L$3:L$442,MATCH($C27,'SISPSN 2023'!$J$3:$J$442,0)),\"\")","v":""},{"$f":"IFERROR(INDEX('SISPSN 2023'!M$3:M$442,MATCH($C27,'SISPSN 2023'!$J$3:$J$442,0)),\"\")","v":""},{"$f":"IFERROR(INDEX('SISPSN 2023'!N$3:N$442,MATCH($C27,'SISPSN 2023'!$J$3:$J$442,0)),\"\")","v":""},{"$f":"IFERROR(INDEX('SISPSN 2023'!O$3:O$442,MATCH($C27,'SISPSN 2023'!$J$3:$J$442,0)),\"\")","v":""},{"$f":"IFERROR(INDEX('SISPSN 2023'!P$3:P$442,MATCH($C27,'SISPSN 2023'!$J$3:$J$442,0)),\"\")","v":""},{"$f":"IFERROR(INDEX('SISPSN 2023'!Q$3:Q$442,MATCH($C27,'SISPSN 2023'!$J$3:$J$442,0)),\"\")","v":""},{"$f":"IFERROR(INDEX('SISPSN 2023'!R$3:R$442,MATCH($C27,'SISPSN 2023'!$J$3:$J$442,0)),\"\")","v":""},{"$f":"IFERROR(INDEX('SISPSN 2023'!S$3:S$442,MATCH($C27,'SISPSN 2023'!$J$3:$J$442,0)),\"\")","v":""},{"$f":"IFERROR(INDEX('SISPSN 2023'!T$3:T$442,MATCH($C27,'SISPSN 2023'!$J$3:$J$442,0)),\"\")","v":""},{"$f":"IFERROR(INDEX('SISPSN 2023'!U$3:U$442,MATCH($C27,'SISPSN 2023'!$J$3:$J$442,0)),\"\")","v":""},null,{"$error":"#VALUE!"},{"$error":"#VALUE!"},{"$error":"#VALUE!"},{"$error":"#VALUE!"},{"$error":"#VALUE!"},{"$error":"#VALUE!"},{"$f":"IFERROR(PERCENTRANK(_xlfn._xlws.FILTER($AD$4:$AD$547,$AD$4:$AD$547<>\"\"),AD27),\"\")","v":""},{"$error":"#VALUE!"},{"$error":"#VALUE!"},{"$error":"#VALUE!"},null,null,null,null,null,null,{"$f":"Tabs!A26","v":"Papua"},0.67331730626165576,3.830950336266261E-2,5.6896656311066614E-2,0.50544353292954081,0.75067658031222795,0.5437530362922034,0.8075732366232945,2.948282761235492E-2,5.3242692972816407E-5,4.3866495084339652E-2,{"$f":"LARGE(_xlfn._xlws.FILTER($T$4:$T$547,$P$4:$P$547=$AT27),BE$3)","v":18.59},{"$f":"LARGE(_xlfn._xlws.FILTER($T$4:$T$547,$P$4:$P$547=$AT27),BF$3)","v":5.07},{"$f":"LARGE(_xlfn._xlws.FILTER($T$4:$T$547,$P$4:$P$547=$AT27),BG$3)","v":5.07},{"$f":"INDEX(_xlfn._xlws.FILTER($C$4:$C$547,$P$4:$P$547=$AT27),MATCH(BE27,_xlfn._xlws.FILTER($T$4:$T$547,$P$4:$P$547=$AT27),0),0)","v":"Kab. Biak Numfor"},{"$f":"INDEX(_xlfn._xlws.FILTER($C$4:$C$547,$P$4:$P$547=$AT27),MATCH(BF27,_xlfn._xlws.FILTER($T$4:$T$547,$P$4:$P$547=$AT27),0),0)","v":"Kota Jayapura"},{"$f":"INDEX(_xlfn._xlws.FILTER($C$4:$C$547,$P$4:$P$547=$AT27),MATCH(BG27,_xlfn._xlws.FILTER($T$4:$T$547,$P$4:$P$547=$AT27),0),0)","v":"Kota Jayapura"},{"$f":"LARGE(_xlfn._xlws.FILTER($AA$4:$AA$547,$P$4:$P$547=$AT27),BK$3)","v":16.850000000000001},{"$f":"LARGE(_xlfn._xlws.FILTER($AA$4:$AA$547,$P$4:$P$547=$AT27),BL$3)","v":3.58},{"$f":"LARGE(_xlfn._xlws.FILTER($AA$4:$AA$547,$P$4:$P$547=$AT27),BM$3)","v":3.58},{"$f":"INDEX(_xlfn._xlws.FILTER($C$4:$C$547,$P$4:$P$547=$AT27),MATCH(BK27,_xlfn._xlws.FILTER($AA$4:$AA$547,$P$4:$P$547=$AT27),0),0)","v":"Kab. Biak Numfor"},{"$f":"INDEX(_xlfn._xlws.FILTER($C$4:$C$547,$P$4:$P$547=$AT27),MATCH(BL27,_xlfn._xlws.FILTER($AA$4:$AA$547,$P$4:$P$547=$AT27),0),0)","v":"Kota Jayapura"},{"$f":"INDEX(_xlfn._xlws.FILTER($C$4:$C$547,$P$4:$P$547=$AT27),MATCH(BM27,_xlfn._xlws.FILTER($AA$4:$AA$547,$P$4:$P$547=$AT27),0),0)","v":"Kota Jayapura"}]
["Bali","Bali","Kab. Badung",563300,2023,null,"Bali","Bali","Kab. Badung",81.84,82.13,83,0.96399999999999997,1,{"$f":"IFERROR(INDEX('SISPSN 2023'!H$3:H$442,MATCH($C28,'SISPSN 2023'!$J$3:$J$442,0)),\"\")","v":2023},{"$f":"IFERROR(INDEX('SISPSN 2023'!I$3:I$442,MATCH($C28,'SISPSN 2023'!$J$3:$J$442,0)),\"\")","v":"Bali"},{"$f":"IFERROR(INDEX('SISPSN 2023'!J$3:J$442,MATCH($C28,'SISPSN 2023'!$J$3:$J$442,0)),\"\")","v":"Kab. Badung"},{"$f":"IFERROR(INDEX('SISPSN 2023'!K$3:K$442,MATCH($C28,'SISPSN 2023'!$J$3:$J$442,0)),\"\")","v":195222.49},{"$f":"IFERROR(INDEX('SISPSN 2023'!L$3:L$442,MATCH($C28,'SISPSN 2023'!$J$3:$J$442,0)),\"\")","v":45066.53},{"$f":"IFERROR(INDEX('SISPSN 2023'!M$3:M$442,MATCH($C28,'SISPSN 2023'!$J$3:$J$442,0)),\"\")","v":23.08},{"$f":"IFERROR(INDEX('SISPSN 2023'!N$3:N$442,MATCH($C28,'SISPSN 2023'!$J$3:$J$442,0)),\"\")","v":78955.34},{"$f":"IFERROR(INDEX('SISPSN 2023'!O$3:O$442,MATCH($C28,'SISPSN 2023'!$J$3:$J$442,0)),\"\")","v":40.44},{"$f":"IFERROR(INDEX('SISPSN 2023'!P$3:P$442,MATCH($C28,'SISPSN 2023'!$J$3:$J$442,0)),\"\")","v":124021.87},{"$f":"IFERROR(INDEX('SISPSN 2023'!Q$3:Q$442,MATCH($C28,'SISPSN 2023'!$J$3:$J$442,0)),\"\")","v":63.53},{"$f":"IFERROR(INDEX('SISPSN 2023'!R$3:R$442,MATCH($C28,'SISPSN 2023'!$J$3:$J$442,0)),\"\")","v":44935.5},{"$f":"IFERROR(INDEX('SISPSN 2023'!S$3:S$442,MATCH($C28,'SISPSN 2023'!$J$3:$J$442,0)),\"\")","v":2743.34},{"$f":"IFERROR(INDEX('SISPSN 2023'!T$3:T$442,MATCH($C28,'SISPSN 2023'!$J$3:$J$442,0)),\"\")","v":24.42},{"$f":"IFERROR(INDEX('SISPSN 2023'!U$3:U$442,MATCH($C28,'SISPSN 2023'!$J$3:$J$442,0)),\"\")","v":"P 2"},null,0.9495049476057188,0.21919038736992624,0.3840156222261672,0.6032060095960935,0.21855309587095614,1.334280134919226E-2,{"$f":"IFERROR(PERCENTRANK(_xlfn._xlws.FILTER($AD$4:$AD$547,$AD$4:$AD$547<>\"\"),AD28),\"\")","v":""},0.86399999999999999,0.51100000000000001,0.91900000000000004,null,null,null,null,null,null,{"$f":"Tabs!A27","v":"Papua Barat Daya"},0.48150548599015058,1.3005474702406695E-2,2.7010023937033042E-2,8.9763071720565885E-2,0.1864217009614757,0.10276854642297258,0.21343172489850876,8.1560839913697135E-3,0,1.693871457060938E-2,{"$f":"LARGE(_xlfn._xlws.FILTER($T$4:$T$547,$P$4:$P$547=$AT28),BE$3)","v":11.89},{"$f":"LARGE(_xlfn._xlws.FILTER($T$4:$T$547,$P$4:$P$547=$AT28),BF$3)","v":0.33},{"$f":"LARGE(_xlfn._xlws.FILTER($T$4:$T$547,$P$4:$P$547=$AT28),BG$3)","v":0},{"$f":"INDEX(_xlfn._xlws.FILTER($C$4:$C$547,$P$4:$P$547=$AT28),MATCH(BE28,_xlfn._xlws.FILTER($T$4:$T$547,$P$4:$P$547=$AT28),0),0)","v":"Kab. Sorong"},{"$f":"INDEX(_xlfn._xlws.FILTER($C$4:$C$547,$P$4:$P$547=$AT28),MATCH(BF28,_xlfn._xlws.FILTER($T$4:$T$547,$P$4:$P$547=$AT28),0),0)","v":"Kab. Raja Ampat"},{"$f":"INDEX(_xlfn._xlws.FILTER($C$4:$C$547,$P$4:$P$547=$AT28),MATCH(BG28,_xlfn._xlws.FILTER($T$4:$T$547,$P$4:$P$547=$AT28),0),0)","v":"Kota Sorong"},{"$f":"LARGE(_xlfn._xlws.FILTER($AA$4:$AA$547,$P$4:$P$547=$AT28),BK$3)","v":7.42},{"$f":"LARGE(_xlfn._xlws.FILTER($AA$4:$AA$547,$P$4:$P$547=$AT28),BL$3)","v":0.26},{"$f":"LARGE(_xlfn._xlws.FILTER($AA$4:$AA$547,$P$4:$P$547=$AT28),BM$3)","v":0},{"$f":"INDEX(_xlfn._xlws.FILTER($C$4:$C$547,$P$4:$P$547=$AT28),MATCH(BK28,_xlfn._xlws.FILTER($AA$4:$AA$547,$P$4:$P$547=$AT28),0),0)","v":"Kab. Sorong"},{"$f":"INDEX(_xlfn._xlws.FILTER($C$4:$C$547,$P$4:$P$547=$AT28),MATCH(BL28,_xlfn._xlws.FILTER($AA$4:$AA$547,$P$4:$P$547=$AT28),0),0)","v":"Kab. Raja Ampat"},{"$f":"INDEX(_xlfn._xlws.FILTER($C$4:$C$547,$P$4:$P$547=$AT28),MATCH(BM28,_xlfn._xlws.FILTER($AA$4:$AA$547,$P$4:$P$547=$AT28),0),0)","v":"Kota Sorong"}]
["Bali","Bali","Kab. Bangli",261399.99999999997,2023,null,"Bali","Bali","Kab. Bangli",70.599999999999994,71.47,71.989999999999995,0.44900000000000001,1,{"$f":"IFERROR(INDEX('SISPSN 2023'!H$3:H$442,MATCH($C29,'SISPSN 2023'!$J$3:$J$442,0)),\"\")","v":2023},{"$f":"IFERROR(INDEX('SISPSN 2023'!I$3:I$442,MATCH($C29,'SISPSN 2023'!$J$3:$J$442,0)),\"\")","v":"Bali"},{"$f":"IFERROR(INDEX('SISPSN 2023'!J$3:J$442,MATCH($C29,'SISPSN 2023'!$J$3:$J$442,0)),\"\")","v":"Kab. Bangli"},{"$f":"IFERROR(INDEX('SISPSN 2023'!K$3:K$442,MATCH($C29,'SISPSN 2023'!$J$3:$J$442,0)),\"\")","v":41195.360000000001},{"$f":"IFERROR(INDEX('SISPSN 2023'!L$3:L$442,MATCH($C29,'SISPSN 2023'!$J$3:$J$442,0)),\"\")","v":8133.21},{"$f":"IFERROR(INDEX('SISPSN 2023'!M$3:M$442,MATCH($C29,'SISPSN 2023'!$J$3:$J$442,0)),\"\")","v":19.739999999999998},{"$f":"IFERROR(INDEX('SISPSN 2023'!N$3:N$442,MATCH($C29,'SISPSN 2023'!$J$3:$J$442,0)),\"\")","v":30944.7},{"$f":"IFERROR(INDEX('SISPSN 2023'!O$3:O$442,MATCH($C29,'SISPSN 2023'!$J$3:$J$442,0)),\"\")","v":75.12},{"$f":"IFERROR(INDEX('SISPSN 2023'!P$3:P$442,MATCH($C29,'SISPSN 2023'!$J$3:$J$442,0)),\"\")","v":39077.910000000003},{"$f":"IFERROR(INDEX('SISPSN 2023'!Q$3:Q$442,MATCH($C29,'SISPSN 2023'!$J$3:$J$442,0)),\"\")","v":94.86},{"$f":"IFERROR(INDEX('SISPSN 2023'!R$3:R$442,MATCH($C29,'SISPSN 2023'!$J$3:$J$442,0)),\"\")","v":6799.23},{"$f":"IFERROR(INDEX('SISPSN 2023'!S$3:S$442,MATCH($C29,'SISPSN 2023'!$J$3:$J$442,0)),\"\")","v":281.05},{"$f":"IFERROR(INDEX('SISPSN 2023'!T$3:T$442,MATCH($C29,'SISPSN 2023'!$J$3:$J$442,0)),\"\")","v":17.190000000000001},{"$f":"IFERROR(INDEX('SISPSN 2023'!U$3:U$442,MATCH($C29,'SISPSN 2023'!$J$3:$J$442,0)),\"\")","v":"P 2"},null,0.43176740627390975,8.5243944618545051E-2,0.32433052792654937,0.40957447254509444,7.1262537862510619E-2,2.9456771231828618E-3,{"$f":"IFERROR(PERCENTRANK(_xlfn._xlws.FILTER($AD$4:$AD$547,$AD$4:$AD$547<>\"\"),AD29),\"\")","v":""},0.80300000000000005,0.878,0.75900000000000001,null,null,null,null,null,null,{"$f":"Tabs!A28","v":"Riau"},0.59034360793379004,3.563130678317266E-2,6.0356894365101499E-2,0.27354187832936916,0.46336044746341731,0.30917318511254183,0.52371734182851881,3.3627094320078044E-2,5.3910514318558449E-4,5.7875106978537046E-2,{"$f":"LARGE(_xlfn._xlws.FILTER($T$4:$T$547,$P$4:$P$547=$AT29),BE$3)","v":13.84},{"$f":"LARGE(_xlfn._xlws.FILTER($T$4:$T$547,$P$4:$P$547=$AT29),BF$3)","v":12.51},{"$f":"LARGE(_xlfn._xlws.FILTER($T$4:$T$547,$P$4:$P$547=$AT29),BG$3)","v":11.37},{"$f":"INDEX(_xlfn._xlws.FILTER($C$4:$C$547,$P$4:$P$547=$AT29),MATCH(BE29,_xlfn._xlws.FILTER($T$4:$T$547,$P$4:$P$547=$AT29),0),0)","v":"Kab. Kuantan Singingi"},{"$f":"INDEX(_xlfn._xlws.FILTER($C$4:$C$547,$P$4:$P$547=$AT29),MATCH(BF29,_xlfn._xlws.FILTER($T$4:$T$547,$P$4:$P$547=$AT29),0),0)","v":"Kab. Siak"},{"$f":"INDEX(_xlfn._xlws.FILTER($C$4:$C$547,$P$4:$P$547=$AT29),MATCH(BG29,_xlfn._xlws.FILTER($T$4:$T$547,$P$4:$P$547=$AT29),0),0)","v":"Kota Dumai"},{"$f":"LARGE(_xlfn._xlws.FILTER($AA$4:$AA$547,$P$4:$P$547=$AT29),BK$3)","v":13.78},{"$f":"LARGE(_xlfn._xlws.FILTER($AA$4:$AA$547,$P$4:$P$547=$AT29),BL$3)","v":11.69},{"$f":"LARGE(_xlfn._xlws.FILTER($AA$4:$AA$547,$P$4:$P$547=$AT29),BM$3)","v":11.36},{"$f":"INDEX(_xlfn._xlws.FILTER($C$4:$C$547,$P$4:$P$547=$AT29),MATCH(BK29,_xlfn._xlws.FILTER($AA$4:$AA$547,$P$4:$P$547=$AT29),0),0)","v":"Kab. Kuantan Singingi"},{"$f":"INDEX(_xlfn._xlws.FILTER($C$4:$C$547,$P$4:$P$547=$AT29),MATCH(BL29,_xlfn._xlws.FILTER($AA$4:$AA$547,$P$4:$P$547=$AT29),0),0)","v":"Kab. Siak"},{"$f":"INDEX(_xlfn._xlws.FILTER($C$4:$C$547,$P$4:$P$547=$AT29),MATCH(BM29,_xlfn._xlws.FILTER($AA$4:$AA$547,$P$4:$P$547=$AT29),0),0)","v":"Kota Dumai"}]
["Bali","Bali","Kab. Buleleng",808900,2023,null,"Bali","Bali","Kab. Buleleng",73.599999999999994,74.48,74.87,0.73799999999999999,1,{"$f":"IFERROR(INDEX('SISPSN 2023'!H$3:H$442,MATCH($C30,'SISPSN 2023'!$J$3:$J$442,0)),\"\")","v":2023},{"$f":"IFERROR(INDEX('SISPSN 2023'!I$3:I$442,MATCH($C30,'SISPSN 2023'!$J$3:$J$442,0)),\"\")","v":"Bali"},{"$f":"IFERROR(INDEX('SISPSN 2023'!J$3:J$442,MATCH($C30,'SISPSN 2023'!$J$3:$J$442,0)),\"\")","v":"Kab. Buleleng"},{"$f":"IFERROR(INDEX('SISPSN 2023'!K$3:K$442,MATCH($C30,'SISPSN 2023'!$J$3:$J$442,0)),\"\")","v":150562.5},{"$f":"IFERROR(INDEX('SISPSN 2023'!L$3:L$442,MATCH($C30,'SISPSN 2023'!$J$3:$J$442,0)),\"\")","v":15801.87},{"$f":"IFERROR(INDEX('SISPSN 2023'!M$3:M$442,MATCH($C30,'SISPSN 2023'!$J$3:$J$442,0)),\"\")","v":10.5},{"$f":"IFERROR(INDEX('SISPSN 2023'!N$3:N$442,MATCH($C30,'SISPSN 2023'!$J$3:$J$442,0)),\"\")","v":56612.7},{"$f":"IFERROR(INDEX('SISPSN 2023'!O$3:O$442,MATCH($C30,'SISPSN 2023'!$J$3:$J$442,0)),\"\")","v":37.6},{"$f":"IFERROR(INDEX('SISPSN 2023'!P$3:P$442,MATCH($C30,'SISPSN 2023'!$J$3:$J$442,0)),\"\")","v":72414.58},{"$f":"IFERROR(INDEX('SISPSN 2023'!Q$3:Q$442,MATCH($C30,'SISPSN 2023'!$J$3:$J$442,0)),\"\")","v":48.1},{"$f":"IFERROR(INDEX('SISPSN 2023'!R$3:R$442,MATCH($C30,'SISPSN 2023'!$J$3:$J$442,0)),\"\")","v":15348.65},{"$f":"IFERROR(INDEX('SISPSN 2023'!S$3:S$442,MATCH($C30,'SISPSN 2023'!$J$3:$J$442,0)),\"\")","v":1.2},{"$f":"IFERROR(INDEX('SISPSN 2023'!T$3:T$442,MATCH($C30,'SISPSN 2023'!$J$3:$J$442,0)),\"\")","v":10.199999999999999},{"$f":"IFERROR(INDEX('SISPSN 2023'!U$3:U$442,MATCH($C30,'SISPSN 2023'!$J$3:$J$442,0)),\"\")","v":"P 2"},null,0.50995178637656069,5.3520576734513464E-2,0.19174593605047954,0.24526654665476708,5.1985530832502111E-2,4.0643728926649928E-6,{"$f":"IFERROR(PERCENTRANK(_xlfn._xlws.FILTER($AD$4:$AD$547,$AD$4:$AD$547<>\"\"),AD30),\"\")","v":""},0.53800000000000003,0.47199999999999998,0.57699999999999996,null,null,null,null,null,null,{"$f":"Tabs!A29","v":"Sulawesi Barat"},0.40000001726257511,8.4921511818347312E-3,2.1230377038359383E-2,0.10856347151075238,0.2714086670638497,0.11705562269258711,0.29263904410220909,6.3822329434321812E-3,0,1.5955581669994386E-2,{"$f":"LARGE(_xlfn._xlws.FILTER($T$4:$T$547,$P$4:$P$547=$AT30),BE$3)","v":3.8},{"$f":"LARGE(_xlfn._xlws.FILTER($T$4:$T$547,$P$4:$P$547=$AT30),BF$3)","v":0},{"$f":"LARGE(_xlfn._xlws.FILTER($T$4:$T$547,$P$4:$P$547=$AT30),BG$3)","v":{"$error":"#NUM!"}},{"$f":"INDEX(_xlfn._xlws.FILTER($C$4:$C$547,$P$4:$P$547=$AT30),MATCH(BE30,_xlfn._xlws.FILTER($T$4:$T$547,$P$4:$P$547=$AT30),0),0)","v":"Kab. Majene"},{"$f":"INDEX(_xlfn._xlws.FILTER($C$4:$C$547,$P$4:$P$547=$AT30),MATCH(BF30,_xlfn._xlws.FILTER($T$4:$T$547,$P$4:$P$547=$AT30),0),0)","v":"Kab. Mamuju Tengah"},{"$f":"INDEX(_xlfn._xlws.FILTER($C$4:$C$547,$P$4:$P$547=$AT30),MATCH(BG30,_xlfn._xlws.FILTER($T$4:$T$547,$P$4:$P$547=$AT30),0),0)","v":{"$error":"#NUM!"}},{"$f":"LARGE(_xlfn._xlws.FILTER($AA$4:$AA$547,$P$4:$P$547=$AT30),BK$3)","v":2.86},{"$f":"LARGE(_xlfn._xlws.FILTER($AA$4:$AA$547,$P$4:$P$547=$AT30),BL$3)","v":0},{"$f":"LARGE(_xlfn._xlws.FILTER($AA$4:$AA$547,$P$4:$P$547=$AT30),BM$3)","v":{"$error":"#NUM!"}},{"$f":"INDEX(_xlfn._xlws.FILTER($C$4:$C$547,$P$4:$P$547=$AT30),MATCH(BK30,_xlfn._xlws.FILTER($AA$4:$AA$547,$P$4:$P$547=$AT30),0),0)","v":"Kab. Majene"},{"$f":"INDEX(_xlfn._xlws.FILTER($C$4:$C$547,$P$4:$P$547=$AT30),MATCH(BL30,_xlfn._xlws.FILTER($AA$4:$AA$547,$P$4:$P$547=$AT30),0),0)","v":"Kab. Mamuju Tengah"},{"$f":"INDEX(_xlfn._xlws.FILTER($C$4:$C$547,$P$4:$P$547=$AT30),MATCH(BM30,_xlfn._xlws.FILTER($AA$4:$AA$547,$P$4:$P$547=$AT30),0),0)","v":{"$error":"#NUM!"}}]
["Bali","Bali","Kab. Gianyar",524000,2023,null,"Bali","Bali","Kab. Gianyar",78.209999999999994,78.87,79.69,0.88600000000000001,1,{"$f":"IFERROR(INDEX('SISPSN 2023'!H$3:H$442,MATCH($C31,'SISPSN 2023'!$J$3:$J$442,0)),\"\")","v":2023},{"$f":"IFERROR(INDEX('SISPSN 2023'!I$3:I$442,MATCH($C31,'SISPSN 2023'!$J$3:$J$442,0)),\"\")","v":"Bali"},{"$f":"IFERROR(INDEX('SISPSN 2023'!J$3:J$442,MATCH($C31,'SISPSN 2023'!$J$3:$J$442,0)),\"\")","v":"Kab. Gianyar"},{"$f":"IFERROR(INDEX('SISPSN 2023'!K$3:K$442,MATCH($C31,'SISPSN 2023'!$J$3:$J$442,0)),\"\")","v":196698.5},{"$f":"IFERROR(INDEX('SISPSN 2023'!L$3:L$442,MATCH($C31,'SISPSN 2023'!$J$3:$J$442,0)),\"\")","v":18864.07},{"$f":"IFERROR(INDEX('SISPSN 2023'!M$3:M$442,MATCH($C31,'SISPSN 2023'!$J$3:$J$442,0)),\"\")","v":9.59},{"$f":"IFERROR(INDEX('SISPSN 2023'!N$3:N$442,MATCH($C31,'SISPSN 2023'!$J$3:$J$442,0)),\"\")","v":169725},{"$f":"IFERROR(INDEX('SISPSN 2023'!O$3:O$442,MATCH($C31,'SISPSN 2023'!$J$3:$J$442,0)),\"\")","v":86.29},{"$f":"IFERROR(INDEX('SISPSN 2023'!P$3:P$442,MATCH($C31,'SISPSN 2023'!$J$3:$J$442,0)),\"\")","v":188589.07},{"$f":"IFERROR(INDEX('SISPSN 2023'!Q$3:Q$442,MATCH($C31,'SISPSN 2023'!$J$3:$J$442,0)),\"\")","v":95.88},{"$f":"IFERROR(INDEX('SISPSN 2023'!R$3:R$442,MATCH($C31,'SISPSN 2023'!$J$3:$J$442,0)),\"\")","v":18508.900000000001},{"$f":"IFERROR(INDEX('SISPSN 2023'!S$3:S$442,MATCH($C31,'SISPSN 2023'!$J$3:$J$442,0)),\"\")","v":0},{"$f":"IFERROR(INDEX('SISPSN 2023'!T$3:T$442,MATCH($C31,'SISPSN 2023'!$J$3:$J$442,0)),\"\")","v":9.41},{"$f":"IFERROR(INDEX('SISPSN 2023'!U$3:U$442,MATCH($C31,'SISPSN 2023'!$J$3:$J$442,0)),\"\")","v":"P 2"},null,1.0284351145038169,9.8630502980236331E-2,0.88740458015267176,0.986035083132908,9.6773502039109061E-2,0,{"$f":"IFERROR(PERCENTRANK(_xlfn._xlws.FILTER($AD$4:$AD$547,$AD$4:$AD$547<>\"\"),AD31),\"\")","v":""},0.505,0.98,0.56000000000000005,null,null,null,null,null,null,{"$f":"Tabs!A30","v":"Sulawesi Selatan"},0.48842889733523842,5.1952977259745896E-2,0.10636753382772808,0.28192609334922375,0.57721010138292606,0.33387907060896965,0.68357763521065418,4.0698844068883196E-2,1.9210055497389494E-3,8.7259066470363966E-2,{"$f":"LARGE(_xlfn._xlws.FILTER($T$4:$T$547,$P$4:$P$547=$AT31),BE$3)","v":25.92},{"$f":"LARGE(_xlfn._xlws.FILTER($T$4:$T$547,$P$4:$P$547=$AT31),BF$3)","v":24.46},{"$f":"LARGE(_xlfn._xlws.FILTER($T$4:$T$547,$P$4:$P$547=$AT31),BG$3)","v":22.01},{"$f":"INDEX(_xlfn._xlws.FILTER($C$4:$C$547,$P$4:$P$547=$AT31),MATCH(BE31,_xlfn._xlws.FILTER($T$4:$T$547,$P$4:$P$547=$AT31),0),0)","v":"Kab. Bantaeng"},{"$f":"INDEX(_xlfn._xlws.FILTER($C$4:$C$547,$P$4:$P$547=$AT31),MATCH(BF31,_xlfn._xlws.FILTER($T$4:$T$547,$P$4:$P$547=$AT31),0),0)","v":"Kab. Bulukumba"},{"$f":"INDEX(_xlfn._xlws.FILTER($C$4:$C$547,$P$4:$P$547=$AT31),MATCH(BG31,_xlfn._xlws.FILTER($T$4:$T$547,$P$4:$P$547=$AT31),0),0)","v":"Kab. Sinjai"},{"$f":"LARGE(_xlfn._xlws.FILTER($AA$4:$AA$547,$P$4:$P$547=$AT31),BK$3)","v":27.8},{"$f":"LARGE(_xlfn._xlws.FILTER($AA$4:$AA$547,$P$4:$P$547=$AT31),BL$3)","v":23.65},{"$f":"LARGE(_xlfn._xlws.FILTER($AA$4:$AA$547,$P$4:$P$547=$AT31),BM$3)","v":19.78},{"$f":"INDEX(_xlfn._xlws.FILTER($C$4:$C$547,$P$4:$P$547=$AT31),MATCH(BK31,_xlfn._xlws.FILTER($AA$4:$AA$547,$P$4:$P$547=$AT31),0),0)","v":"Kab. Bantaeng"},{"$f":"INDEX(_xlfn._xlws.FILTER($C$4:$C$547,$P$4:$P$547=$AT31),MATCH(BL31,_xlfn._xlws.FILTER($AA$4:$AA$547,$P$4:$P$547=$AT31),0),0)","v":"Kab. Enrekang"},{"$f":"INDEX(_xlfn._xlws.FILTER($C$4:$C$547,$P$4:$P$547=$AT31),MATCH(BM31,_xlfn._xlws.FILTER($AA$4:$AA$547,$P$4:$P$547=$AT31),0),0)","v":"Kab. Sidenreng Rappang"}]
["Bali","Bali","Kab. Jembrana",323500,2023,null,"Bali","Bali","Kab. Jembrana",73.569999999999993,74.38,74.8,0.73599999999999999,1,{"$f":"IFERROR(INDEX('SISPSN 2023'!H$3:H$442,MATCH($C32,'SISPSN 2023'!$J$3:$J$442,0)),\"\")","v":2023},{"$f":"IFERROR(INDEX('SISPSN 2023'!I$3:I$442,MATCH($C32,'SISPSN 2023'!$J$3:$J$442,0)),\"\")","v":"Bali"},{"$f":"IFERROR(INDEX('SISPSN 2023'!J$3:J$442,MATCH($C32,'SISPSN 2023'!$J$3:$J$442,0)),\"\")","v":"Kab. Jembrana"},{"$f":"IFERROR(INDEX('SISPSN 2023'!K$3:K$442,MATCH($C32,'SISPSN 2023'!$J$3:$J$442,0)),\"\")","v":59765.279999999999},{"$f":"IFERROR(INDEX('SISPSN 2023'!L$3:L$442,MATCH($C32,'SISPSN 2023'!$J$3:$J$442,0)),\"\")","v":13751.92},{"$f":"IFERROR(INDEX('SISPSN 2023'!M$3:M$442,MATCH($C32,'SISPSN 2023'!$J$3:$J$442,0)),\"\")","v":23.01},{"$f":"IFERROR(INDEX('SISPSN 2023'!N$3:N$442,MATCH($C32,'SISPSN 2023'!$J$3:$J$442,0)),\"\")","v":31025},{"$f":"IFERROR(INDEX('SISPSN 2023'!O$3:O$442,MATCH($C32,'SISPSN 2023'!$J$3:$J$442,0)),\"\")","v":51.91},{"$f":"IFERROR(INDEX('SISPSN 2023'!P$3:P$442,MATCH($C32,'SISPSN 2023'!$J$3:$J$442,0)),\"\")","v":44776.92},{"$f":"IFERROR(INDEX('SISPSN 2023'!Q$3:Q$442,MATCH($C32,'SISPSN 2023'!$J$3:$J$442,0)),\"\")","v":74.92},{"$f":"IFERROR(INDEX('SISPSN 2023'!R$3:R$442,MATCH($C32,'SISPSN 2023'!$J$3:$J$442,0)),\"\")","v":12927.92},{"$f":"IFERROR(INDEX('SISPSN 2023'!S$3:S$442,MATCH($C32,'SISPSN 2023'!$J$3:$J$442,0)),\"\")","v":0},{"$f":"IFERROR(INDEX('SISPSN 2023'!T$3:T$442,MATCH($C32,'SISPSN 2023'!$J$3:$J$442,0)),\"\")","v":21.63},{"$f":"IFERROR(INDEX('SISPSN 2023'!U$3:U$442,MATCH($C32,'SISPSN 2023'!$J$3:$J$442,0)),\"\")","v":"P 2"},null,0.50615299273782055,0.11646520293874786,0.26275115919629055,0.37921636213503845,0.10948673540683027,0,{"$f":"IFERROR(PERCENTRANK(_xlfn._xlws.FILTER($AD$4:$AD$547,$AD$4:$AD$547<>\"\"),AD32),\"\")","v":""},0.86099999999999999,0.60399999999999998,0.85599999999999998,null,null,null,null,null,null,{"$f":"Tabs!A31","v":"Sulawesi Tengah"},0.49995188072091795,2.138705192152035E-2,4.2778220757327214E-2,0.19258836862084788,0.38521380966332264,0.21397542054236823,0.42799203042064987,6.2827414029940146E-3,8.6043245322111234E-5,1.2738795259920815E-2,{"$f":"LARGE(_xlfn._xlws.FILTER($T$4:$T$547,$P$4:$P$547=$AT32),BE$3)","v":11.3},{"$f":"LARGE(_xlfn._xlws.FILTER($T$4:$T$547,$P$4:$P$547=$AT32),BF$3)","v":6.94},{"$f":"LARGE(_xlfn._xlws.FILTER($T$4:$T$547,$P$4:$P$547=$AT32),BG$3)","v":6.32},{"$f":"INDEX(_xlfn._xlws.FILTER($C$4:$C$547,$P$4:$P$547=$AT32),MATCH(BE32,_xlfn._xlws.FILTER($T$4:$T$547,$P$4:$P$547=$AT32),0),0)","v":"Kab. Banggai Kepulauan"},{"$f":"INDEX(_xlfn._xlws.FILTER($C$4:$C$547,$P$4:$P$547=$AT32),MATCH(BF32,_xlfn._xlws.FILTER($T$4:$T$547,$P$4:$P$547=$AT32),0),0)","v":"Kab. Sigi"},{"$f":"INDEX(_xlfn._xlws.FILTER($C$4:$C$547,$P$4:$P$547=$AT32),MATCH(BG32,_xlfn._xlws.FILTER($T$4:$T$547,$P$4:$P$547=$AT32),0),0)","v":"Kab. Banggai"},{"$f":"LARGE(_xlfn._xlws.FILTER($AA$4:$AA$547,$P$4:$P$547=$AT32),BK$3)","v":5.23},{"$f":"LARGE(_xlfn._xlws.FILTER($AA$4:$AA$547,$P$4:$P$547=$AT32),BL$3)","v":1.43},{"$f":"LARGE(_xlfn._xlws.FILTER($AA$4:$AA$547,$P$4:$P$547=$AT32),BM$3)","v":0.39},{"$f":"INDEX(_xlfn._xlws.FILTER($C$4:$C$547,$P$4:$P$547=$AT32),MATCH(BK32,_xlfn._xlws.FILTER($AA$4:$AA$547,$P$4:$P$547=$AT32),0),0)","v":"Kab. Parigi Moutong"},{"$f":"INDEX(_xlfn._xlws.FILTER($C$4:$C$547,$P$4:$P$547=$AT32),MATCH(BL32,_xlfn._xlws.FILTER($AA$4:$AA$547,$P$4:$P$547=$AT32),0),0)","v":"Kab. Banggai Laut"},{"$f":"INDEX(_xlfn._xlws.FILTER($C$4:$C$547,$P$4:$P$547=$AT32),MATCH(BM32,_xlfn._xlws.FILTER($AA$4:$AA$547,$P$4:$P$547=$AT32),0),0)","v":"Kota Palu"}]
["Bali","Bali","Kab. Karangasem",500000,2023,null,"Bali","Bali","Kab. Karangasem",68.58,69.48,70.09,0.28999999999999998,1,{"$f":"IFERROR(INDEX('SISPSN 2023'!H$3:H$442,MATCH($C33,'SISPSN 2023'!$J$3:$J$442,0)),\"\")","v":2023},{"$f":"IFERROR(INDEX('SISPSN 2023'!I$3:I$442,MATCH($C33,'SISPSN 2023'!$J$3:$J$442,0)),\"\")","v":"Bali"},{"$f":"IFERROR(INDEX('SISPSN 2023'!J$3:J$442,MATCH($C33,'SISPSN 2023'!$J$3:$J$442,0)),\"\")","v":"Kab. Karangasem"},{"$f":"IFERROR(INDEX('SISPSN 2023'!K$3:K$442,MATCH($C33,'SISPSN 2023'!$J$3:$J$442,0)),\"\")","v":102643.48},{"$f":"IFERROR(INDEX('SISPSN 2023'!L$3:L$442,MATCH($C33,'SISPSN 2023'!$J$3:$J$442,0)),\"\")","v":7911.41},{"$f":"IFERROR(INDEX('SISPSN 2023'!M$3:M$442,MATCH($C33,'SISPSN 2023'!$J$3:$J$442,0)),\"\")","v":7.71},{"$f":"IFERROR(INDEX('SISPSN 2023'!N$3:N$442,MATCH($C33,'SISPSN 2023'!$J$3:$J$442,0)),\"\")","v":22162.799999999999},{"$f":"IFERROR(INDEX('SISPSN 2023'!O$3:O$442,MATCH($C33,'SISPSN 2023'!$J$3:$J$442,0)),\"\")","v":21.59},{"$f":"IFERROR(INDEX('SISPSN 2023'!P$3:P$442,MATCH($C33,'SISPSN 2023'!$J$3:$J$442,0)),\"\")","v":30074.21},{"$f":"IFERROR(INDEX('SISPSN 2023'!Q$3:Q$442,MATCH($C33,'SISPSN 2023'!$J$3:$J$442,0)),\"\")","v":29.3},{"$f":"IFERROR(INDEX('SISPSN 2023'!R$3:R$442,MATCH($C33,'SISPSN 2023'!$J$3:$J$442,0)),\"\")","v":7806.92},{"$f":"IFERROR(INDEX('SISPSN 2023'!S$3:S$442,MATCH($C33,'SISPSN 2023'!$J$3:$J$442,0)),\"\")","v":0},{"$f":"IFERROR(INDEX('SISPSN 2023'!T$3:T$442,MATCH($C33,'SISPSN 2023'!$J$3:$J$442,0)),\"\")","v":7.61},{"$f":"IFERROR(INDEX('SISPSN 2023'!U$3:U$442,MATCH($C33,'SISPSN 2023'!$J$3:$J$442,0)),\"\")","v":"P 2"},null,0.56243002739726022,4.3350191780821917E-2,0.12144000000000001,0.16479019178082191,4.2777643835616434E-2,0,{"$f":"IFERROR(PERCENTRANK(_xlfn._xlws.FILTER($AD$4:$AD$547,$AD$4:$AD$547<>\"\"),AD33),\"\")","v":""},0.47699999999999998,0.23699999999999999,0.52700000000000002,null,null,null,null,null,null,{"$f":"Tabs!A32","v":"Sulawesi Tenggara"},0.48325024337212663,1.4670033187985898E-2,3.0357011484605186E-2,0.19492920898610713,0.40337115533742623,0.20959924217409304,0.43372816682203147,1.3454565616959719E-2,2.8955283250949558E-3,3.3833596912364698E-2,{"$f":"LARGE(_xlfn._xlws.FILTER($T$4:$T$547,$P$4:$P$547=$AT33),BE$3)","v":11.06},{"$f":"LARGE(_xlfn._xlws.FILTER($T$4:$T$547,$P$4:$P$547=$AT33),BF$3)","v":7.23},{"$f":"LARGE(_xlfn._xlws.FILTER($T$4:$T$547,$P$4:$P$547=$AT33),BG$3)","v":5.82},{"$f":"INDEX(_xlfn._xlws.FILTER($C$4:$C$547,$P$4:$P$547=$AT33),MATCH(BE33,_xlfn._xlws.FILTER($T$4:$T$547,$P$4:$P$547=$AT33),0),0)","v":"Kota Bau Bau"},{"$f":"INDEX(_xlfn._xlws.FILTER($C$4:$C$547,$P$4:$P$547=$AT33),MATCH(BF33,_xlfn._xlws.FILTER($T$4:$T$547,$P$4:$P$547=$AT33),0),0)","v":"Kab. Kolaka"},{"$f":"INDEX(_xlfn._xlws.FILTER($C$4:$C$547,$P$4:$P$547=$AT33),MATCH(BG33,_xlfn._xlws.FILTER($T$4:$T$547,$P$4:$P$547=$AT33),0),0)","v":"Kab. Kolaka Utara"},{"$f":"LARGE(_xlfn._xlws.FILTER($AA$4:$AA$547,$P$4:$P$547=$AT33),BK$3)","v":12.11},{"$f":"LARGE(_xlfn._xlws.FILTER($AA$4:$AA$547,$P$4:$P$547=$AT33),BL$3)","v":10.83},{"$f":"LARGE(_xlfn._xlws.FILTER($AA$4:$AA$547,$P$4:$P$547=$AT33),BM$3)","v":7.34},{"$f":"INDEX(_xlfn._xlws.FILTER($C$4:$C$547,$P$4:$P$547=$AT33),MATCH(BK33,_xlfn._xlws.FILTER($AA$4:$AA$547,$P$4:$P$547=$AT33),0),0)","v":"Kab. Kolaka Utara"},{"$f":"INDEX(_xlfn._xlws.FILTER($C$4:$C$547,$P$4:$P$547=$AT33),MATCH(BL33,_xlfn._xlws.FILTER($AA$4:$AA$547,$P$4:$P$547=$AT33),0),0)","v":"Kota Bau Bau"},{"$f":"INDEX(_xlfn._xlws.FILTER($C$4:$C$547,$P$4:$P$547=$AT33),MATCH(BM33,_xlfn._xlws.FILTER($AA$4:$AA$547,$P$4:$P$547=$AT33),0),0)","v":"Kab. Kolaka"}]
["Bali","Bali","Kab. Klungkung",208700,2023,null,"Bali","Bali","Kab. Klungkung",72.98,73.77,74.180000000000007,0.67200000000000004,1,{"$f":"IFERROR(INDEX('SISPSN 2023'!H$3:H$442,MATCH($C34,'SISPSN 2023'!$J$3:$J$442,0)),\"\")","v":2023},{"$f":"IFERROR(INDEX('SISPSN 2023'!I$3:I$442,MATCH($C34,'SISPSN 2023'!$J$3:$J$442,0)),\"\")","v":"Bali"},{"$f":"IFERROR(INDEX('SISPSN 2023'!J$3:J$442,MATCH($C34,'SISPSN 2023'!$J$3:$J$442,0)),\"\")","v":"Kab. Klungkung"},{"$f":"IFERROR(INDEX('SISPSN 2023'!K$3:K$442,MATCH($C34,'SISPSN 2023'!$J$3:$J$442,0)),\"\")","v":40239.61},{"$f":"IFERROR(INDEX('SISPSN 2023'!L$3:L$442,MATCH($C34,'SISPSN 2023'!$J$3:$J$442,0)),\"\")","v":6636.02},{"$f":"IFERROR(INDEX('SISPSN 2023'!M$3:M$442,MATCH($C34,'SISPSN 2023'!$J$3:$J$442,0)),\"\")","v":16.489999999999998},{"$f":"IFERROR(INDEX('SISPSN 2023'!N$3:N$442,MATCH($C34,'SISPSN 2023'!$J$3:$J$442,0)),\"\")","v":29532.959999999999},{"$f":"IFERROR(INDEX('SISPSN 2023'!O$3:O$442,MATCH($C34,'SISPSN 2023'!$J$3:$J$442,0)),\"\")","v":73.39},{"$f":"IFERROR(INDEX('SISPSN 2023'!P$3:P$442,MATCH($C34,'SISPSN 2023'!$J$3:$J$442,0)),\"\")","v":36168.980000000003},{"$f":"IFERROR(INDEX('SISPSN 2023'!Q$3:Q$442,MATCH($C34,'SISPSN 2023'!$J$3:$J$442,0)),\"\")","v":89.88},{"$f":"IFERROR(INDEX('SISPSN 2023'!R$3:R$442,MATCH($C34,'SISPSN 2023'!$J$3:$J$442,0)),\"\")","v":6260.12},{"$f":"IFERROR(INDEX('SISPSN 2023'!S$3:S$442,MATCH($C34,'SISPSN 2023'!$J$3:$J$442,0)),\"\")","v":2811.31},{"$f":"IFERROR(INDEX('SISPSN 2023'!T$3:T$442,MATCH($C34,'SISPSN 2023'!$J$3:$J$442,0)),\"\")","v":22.54},{"$f":"IFERROR(INDEX('SISPSN 2023'!U$3:U$442,MATCH($C34,'SISPSN 2023'!$J$3:$J$442,0)),\"\")","v":"P 2"},null,0.52824871513806937,8.7114886019783261E-2,0.38769630655525728,0.47481119257504056,8.2180228551174586E-2,3.6905698026268287E-2,{"$f":"IFERROR(PERCENTRANK(_xlfn._xlws.FILTER($AD$4:$AD$547,$AD$4:$AD$547<>\"\"),AD34),\"\")","v":""},0.70899999999999996,0.85,0.872,null,null,null,null,null,null,{"$f":"Tabs!A33","v":"Sulawesi Utara"},0.58610003180869685,3.0535362447522398E-2,5.209923356136098E-2,0.35779787605645391,0.61047237099150886,0.38833323850397633,0.6625716045528699,1.7075000137093947E-2,3.1242912279285637E-4,2.9666316867838119E-2,{"$f":"LARGE(_xlfn._xlws.FILTER($T$4:$T$547,$P$4:$P$547=$AT34),BE$3)","v":10.47},{"$f":"LARGE(_xlfn._xlws.FILTER($T$4:$T$547,$P$4:$P$547=$AT34),BF$3)","v":8.64},{"$f":"LARGE(_xlfn._xlws.FILTER($T$4:$T$547,$P$4:$P$547=$AT34),BG$3)","v":7.07},{"$f":"INDEX(_xlfn._xlws.FILTER($C$4:$C$547,$P$4:$P$547=$AT34),MATCH(BE34,_xlfn._xlws.FILTER($T$4:$T$547,$P$4:$P$547=$AT34),0),0)","v":"Kab. Minahasa Utara"},{"$f":"INDEX(_xlfn._xlws.FILTER($C$4:$C$547,$P$4:$P$547=$AT34),MATCH(BF34,_xlfn._xlws.FILTER($T$4:$T$547,$P$4:$P$547=$AT34),0),0)","v":"Kota Kotamobagu"},{"$f":"INDEX(_xlfn._xlws.FILTER($C$4:$C$547,$P$4:$P$547=$AT34),MATCH(BG34,_xlfn._xlws.FILTER($T$4:$T$547,$P$4:$P$547=$AT34),0),0)","v":"Kota Manado"},{"$f":"LARGE(_xlfn._xlws.FILTER($AA$4:$AA$547,$P$4:$P$547=$AT34),BK$3)","v":8.84},{"$f":"LARGE(_xlfn._xlws.FILTER($AA$4:$AA$547,$P$4:$P$547=$AT34),BL$3)","v":6.83},{"$f":"LARGE(_xlfn._xlws.FILTER($AA$4:$AA$547,$P$4:$P$547=$AT34),BM$3)","v":3.01},{"$f":"INDEX(_xlfn._xlws.FILTER($C$4:$C$547,$P$4:$P$547=$AT34),MATCH(BK34,_xlfn._xlws.FILTER($AA$4:$AA$547,$P$4:$P$547=$AT34),0),0)","v":"Kota Kotamobagu"},{"$f":"INDEX(_xlfn._xlws.FILTER($C$4:$C$547,$P$4:$P$547=$AT34),MATCH(BL34,_xlfn._xlws.FILTER($AA$4:$AA$547,$P$4:$P$547=$AT34),0),0)","v":"Kota Manado"},{"$f":"INDEX(_xlfn._xlws.FILTER($C$4:$C$547,$P$4:$P$547=$AT34),MATCH(BM34,_xlfn._xlws.FILTER($AA$4:$AA$547,$P$4:$P$547=$AT34),0),0)","v":"Kab. Bolaang Mongondow Selatan"}]
["Bali","Bali","Kab. Tabanan",466100,2023,null,"Bali","Bali","Kab. Tabanan",76.95,77.22,77.87,0.84899999999999998,1,{"$f":"IFERROR(INDEX('SISPSN 2023'!H$3:H$442,MATCH($C35,'SISPSN 2023'!$J$3:$J$442,0)),\"\")","v":2023},{"$f":"IFERROR(INDEX('SISPSN 2023'!I$3:I$442,MATCH($C35,'SISPSN 2023'!$J$3:$J$442,0)),\"\")","v":"Bali"},{"$f":"IFERROR(INDEX('SISPSN 2023'!J$3:J$442,MATCH($C35,'SISPSN 2023'!$J$3:$J$442,0)),\"\")","v":"Kab. Tabanan"},{"$f":"IFERROR(INDEX('SISPSN 2023'!K$3:K$442,MATCH($C35,'SISPSN 2023'!$J$3:$J$442,0)),\"\")","v":84922.73},{"$f":"IFERROR(INDEX('SISPSN 2023'!L$3:L$442,MATCH($C35,'SISPSN 2023'!$J$3:$J$442,0)),\"\")","v":1286.3},{"$f":"IFERROR(INDEX('SISPSN 2023'!M$3:M$442,MATCH($C35,'SISPSN 2023'!$J$3:$J$442,0)),\"\")","v":1.51},{"$f":"IFERROR(INDEX('SISPSN 2023'!N$3:N$442,MATCH($C35,'SISPSN 2023'!$J$3:$J$442,0)),\"\")","v":51100},{"$f":"IFERROR(INDEX('SISPSN 2023'!O$3:O$442,MATCH($C35,'SISPSN 2023'!$J$3:$J$442,0)),\"\")","v":60.17},{"$f":"IFERROR(INDEX('SISPSN 2023'!P$3:P$442,MATCH($C35,'SISPSN 2023'!$J$3:$J$442,0)),\"\")","v":52386.3},{"$f":"IFERROR(INDEX('SISPSN 2023'!Q$3:Q$442,MATCH($C35,'SISPSN 2023'!$J$3:$J$442,0)),\"\")","v":61.69},{"$f":"IFERROR(INDEX('SISPSN 2023'!R$3:R$442,MATCH($C35,'SISPSN 2023'!$J$3:$J$442,0)),\"\")","v":830.05},{"$f":"IFERROR(INDEX('SISPSN 2023'!S$3:S$442,MATCH($C35,'SISPSN 2023'!$J$3:$J$442,0)),\"\")","v":0},{"$f":"IFERROR(INDEX('SISPSN 2023'!T$3:T$442,MATCH($C35,'SISPSN 2023'!$J$3:$J$442,0)),\"\")","v":0.98},{"$f":"IFERROR(INDEX('SISPSN 2023'!U$3:U$442,MATCH($C35,'SISPSN 2023'!$J$3:$J$442,0)),\"\")","v":"P 2"},null,0.49917402638624792,7.5608444304679171E-3,0.30036472859901309,0.30792557302948098,4.8790164965481567E-3,0,{"$f":"IFERROR(PERCENTRANK(_xlfn._xlws.FILTER($AD$4:$AD$547,$AD$4:$AD$547<>\"\"),AD35),\"\")","v":""},0.28100000000000003,0.66800000000000004,0.29499999999999998,null,null,null,null,null,null,{"$f":"Tabs!A34","v":"Sumatera Barat"},0.48687501051841287,8.1789374589023051E-2,0.16798844225325033,0.21922896966927596,0.45027772001657307,0.30101834425829899,0.61826616226982334,6.5483532721221371E-2,1.6420134928655287E-3,0.13787018180007476,{"$f":"LARGE(_xlfn._xlws.FILTER($T$4:$T$547,$P$4:$P$547=$AT35),BE$3)","v":25.42},{"$f":"LARGE(_xlfn._xlws.FILTER($T$4:$T$547,$P$4:$P$547=$AT35),BF$3)","v":25.18},{"$f":"LARGE(_xlfn._xlws.FILTER($T$4:$T$547,$P$4:$P$547=$AT35),BG$3)","v":23.76},{"$f":"INDEX(_xlfn._xlws.FILTER($C$4:$C$547,$P$4:$P$547=$AT35),MATCH(BE35,_xlfn._xlws.FILTER($T$4:$T$547,$P$4:$P$547=$AT35),0),0)","v":"Kab. Pasaman"},{"$f":"INDEX(_xlfn._xlws.FILTER($C$4:$C$547,$P$4:$P$547=$AT35),MATCH(BF35,_xlfn._xlws.FILTER($T$4:$T$547,$P$4:$P$547=$AT35),0),0)","v":"Kota Sawahlunto"},{"$f":"INDEX(_xlfn._xlws.FILTER($C$4:$C$547,$P$4:$P$547=$AT35),MATCH(BG35,_xlfn._xlws.FILTER($T$4:$T$547,$P$4:$P$547=$AT35),0),0)","v":"Kab. Solok Selatan"},{"$f":"LARGE(_xlfn._xlws.FILTER($AA$4:$AA$547,$P$4:$P$547=$AT35),BK$3)","v":25.42},{"$f":"LARGE(_xlfn._xlws.FILTER($AA$4:$AA$547,$P$4:$P$547=$AT35),BL$3)","v":23.62},{"$f":"LARGE(_xlfn._xlws.FILTER($AA$4:$AA$547,$P$4:$P$547=$AT35),BM$3)","v":22.39},{"$f":"INDEX(_xlfn._xlws.FILTER($C$4:$C$547,$P$4:$P$547=$AT35),MATCH(BK35,_xlfn._xlws.FILTER($AA$4:$AA$547,$P$4:$P$547=$AT35),0),0)","v":"Kab. Pasaman"},{"$f":"INDEX(_xlfn._xlws.FILTER($C$4:$C$547,$P$4:$P$547=$AT35),MATCH(BL35,_xlfn._xlws.FILTER($AA$4:$AA$547,$P$4:$P$547=$AT35),0),0)","v":"Kab. Solok Selatan"},{"$f":"INDEX(_xlfn._xlws.FILTER($C$4:$C$547,$P$4:$P$547=$AT35),MATCH(BM35,_xlfn._xlws.FILTER($AA$4:$AA$547,$P$4:$P$547=$AT35),0),0)","v":"Kab. Sijunjung"}]
["Bali","Bali","Kota Denpasar",748400,2023,null,"Bali","Bali","Kota Denpasar",84.04,84.39,84.68,0.99099999999999999,1,{"$f":"IFERROR(INDEX('SISPSN 2023'!H$3:H$442,MATCH($C36,'SISPSN 2023'!$J$3:$J$442,0)),\"\")","v":2023},{"$f":"IFERROR(INDEX('SISPSN 2023'!I$3:I$442,MATCH($C36,'SISPSN 2023'!$J$3:$J$442,0)),\"\")","v":"Bali"},{"$f":"IFERROR(INDEX('SISPSN 2023'!J$3:J$442,MATCH($C36,'SISPSN 2023'!$J$3:$J$442,0)),\"\")","v":"Kota Denpasar"},{"$f":"IFERROR(INDEX('SISPSN 2023'!K$3:K$442,MATCH($C36,'SISPSN 2023'!$J$3:$J$442,0)),\"\")","v":357984.7},{"$f":"IFERROR(INDEX('SISPSN 2023'!L$3:L$442,MATCH($C36,'SISPSN 2023'!$J$3:$J$442,0)),\"\")","v":58546.77},{"$f":"IFERROR(INDEX('SISPSN 2023'!M$3:M$442,MATCH($C36,'SISPSN 2023'!$J$3:$J$442,0)),\"\")","v":16.350000000000001},{"$f":"IFERROR(INDEX('SISPSN 2023'!N$3:N$442,MATCH($C36,'SISPSN 2023'!$J$3:$J$442,0)),\"\")","v":286561.31},{"$f":"IFERROR(INDEX('SISPSN 2023'!O$3:O$442,MATCH($C36,'SISPSN 2023'!$J$3:$J$442,0)),\"\")","v":80.05},{"$f":"IFERROR(INDEX('SISPSN 2023'!P$3:P$442,MATCH($C36,'SISPSN 2023'!$J$3:$J$442,0)),\"\")","v":345108.08},{"$f":"IFERROR(INDEX('SISPSN 2023'!Q$3:Q$442,MATCH($C36,'SISPSN 2023'!$J$3:$J$442,0)),\"\")","v":96.4},{"$f":"IFERROR(INDEX('SISPSN 2023'!R$3:R$442,MATCH($C36,'SISPSN 2023'!$J$3:$J$442,0)),\"\")","v":55217.97},{"$f":"IFERROR(INDEX('SISPSN 2023'!S$3:S$442,MATCH($C36,'SISPSN 2023'!$J$3:$J$442,0)),\"\")","v":20377.93},{"$f":"IFERROR(INDEX('SISPSN 2023'!T$3:T$442,MATCH($C36,'SISPSN 2023'!$J$3:$J$442,0)),\"\")","v":21.12},{"$f":"IFERROR(INDEX('SISPSN 2023'!U$3:U$442,MATCH($C36,'SISPSN 2023'!$J$3:$J$442,0)),\"\")","v":"P 2"},null,1.3105024051309462,0.21432670976622273,1.0490372520738305,1.2633639618400532,0.20214071297306402,7.4599071626776398E-2,{"$f":"IFERROR(PERCENTRANK(_xlfn._xlws.FILTER($AD$4:$AD$547,$AD$4:$AD$547<>\"\"),AD36),\"\")","v":""},0.70699999999999996,0.93600000000000005,0.84799999999999998,null,null,null,null,null,null,{"$f":"Tabs!A35","v":"Sumatera Selatan"},0.44113688178666149,5.3236299759021395E-2,0.12067977527385035,0.15868846828722066,0.35972614133851566,0.21192476804624205,0.48040591661236598,4.7385020851559941E-2,1.0134258939997488E-4,0.10764541665306696,{"$f":"LARGE(_xlfn._xlws.FILTER($T$4:$T$547,$P$4:$P$547=$AT36),BE$3)","v":24},{"$f":"LARGE(_xlfn._xlws.FILTER($T$4:$T$547,$P$4:$P$547=$AT36),BF$3)","v":22.34},{"$f":"LARGE(_xlfn._xlws.FILTER($T$4:$T$547,$P$4:$P$547=$AT36),BG$3)","v":19.07},{"$f":"INDEX(_xlfn._xlws.FILTER($C$4:$C$547,$P$4:$P$547=$AT36),MATCH(BE36,_xlfn._xlws.FILTER($T$4:$T$547,$P$4:$P$547=$AT36),0),0)","v":"Kab. Musi Banyuasin"},{"$f":"INDEX(_xlfn._xlws.FILTER($C$4:$C$547,$P$4:$P$547=$AT36),MATCH(BF36,_xlfn._xlws.FILTER($T$4:$T$547,$P$4:$P$547=$AT36),0),0)","v":"Kab. Muara Enim"},{"$f":"INDEX(_xlfn._xlws.FILTER($C$4:$C$547,$P$4:$P$547=$AT36),MATCH(BG36,_xlfn._xlws.FILTER($T$4:$T$547,$P$4:$P$547=$AT36),0),0)","v":"Kota Prabumulih"},{"$f":"LARGE(_xlfn._xlws.FILTER($AA$4:$AA$547,$P$4:$P$547=$AT36),BK$3)","v":22.33},{"$f":"LARGE(_xlfn._xlws.FILTER($AA$4:$AA$547,$P$4:$P$547=$AT36),BL$3)","v":18.510000000000002},{"$f":"LARGE(_xlfn._xlws.FILTER($AA$4:$AA$547,$P$4:$P$547=$AT36),BM$3)","v":17.43},{"$f":"INDEX(_xlfn._xlws.FILTER($C$4:$C$547,$P$4:$P$547=$AT36),MATCH(BK36,_xlfn._xlws.FILTER($AA$4:$AA$547,$P$4:$P$547=$AT36),0),0)","v":"Kab. Muara Enim"},{"$f":"INDEX(_xlfn._xlws.FILTER($C$4:$C$547,$P$4:$P$547=$AT36),MATCH(BL36,_xlfn._xlws.FILTER($AA$4:$AA$547,$P$4:$P$547=$AT36),0),0)","v":"Kab. Musi Banyuasin"},{"$f":"INDEX(_xlfn._xlws.FILTER($C$4:$C$547,$P$4:$P$547=$AT36),MATCH(BM36,_xlfn._xlws.FILTER($AA$4:$AA$547,$P$4:$P$547=$AT36),0),0)","v":"Kota Prabumulih"}]
["Bali","total","total",4404300,2023,null,"Provinsi Bali","total","Provinsi Bali",76.69,77.400000000000006,78.010000000000005,0.85099999999999998,0,{"$f":"IFERROR(INDEX('SISPSN 2023'!H$3:H$442,MATCH($C37,'SISPSN 2023'!$J$3:$J$442,0)),\"\")","v":""},{"$f":"IFERROR(INDEX('SISPSN 2023'!I$3:I$442,MATCH($C37,'SISPSN 2023'!$J$3:$J$442,0)),\"\")","v":""},{"$f":"IFERROR(INDEX('SISPSN 2023'!J$3:J$442,MATCH($C37,'SISPSN 2023'!$J$3:$J$442,0)),\"\")","v":""},{"$f":"IFERROR(INDEX('SISPSN 2023'!K$3:K$442,MATCH($C37,'SISPSN 2023'!$J$3:$J$442,0)),\"\")","v":""},{"$f":"IFERROR(INDEX('SISPSN 2023'!L$3:L$442,MATCH($C37,'SISPSN 2023'!$J$3:$J$442,0)),\"\")","v":""},{"$f":"IFERROR(INDEX('SISPSN 2023'!M$3:M$442,MATCH($C37,'SISPSN 2023'!$J$3:$J$442,0)),\"\")","v":""},{"$f":"IFERROR(INDEX('SISPSN 2023'!N$3:N$442,MATCH($C37,'SISPSN 2023'!$J$3:$J$442,0)),\"\")","v":""},{"$f":"IFERROR(INDEX('SISPSN 2023'!O$3:O$442,MATCH($C37,'SISPSN 2023'!$J$3:$J$442,0)),\"\")","v":""},{"$f":"IFERROR(INDEX('SISPSN 2023'!P$3:P$442,MATCH($C37,'SISPSN 2023'!$J$3:$J$442,0)),\"\")","v":""},{"$f":"IFERROR(INDEX('SISPSN 2023'!Q$3:Q$442,MATCH($C37,'SISPSN 2023'!$J$3:$J$442,0)),\"\")","v":""},{"$f":"IFERROR(INDEX('SISPSN 2023'!R$3:R$442,MATCH($C37,'SISPSN 2023'!$J$3:$J$442,0)),\"\")","v":""},{"$f":"IFERROR(INDEX('SISPSN 2023'!S$3:S$442,MATCH($C37,'SISPSN 2023'!$J$3:$J$442,0)),\"\")","v":""},{"$f":"IFERROR(INDEX('SISPSN 2023'!T$3:T$442,MATCH($C37,'SISPSN 2023'!$J$3:$J$442,0)),\"\")","v":""},{"$f":"IFERROR(INDEX('SISPSN 2023'!U$3:U$442,MATCH($C37,'SISPSN 2023'!$J$3:$J$442,0)),\"\")","v":""},null,{"$error":"#VALUE!"},{"$error":"#VALUE!"},{"$error":"#VALUE!"},{"$error":"#VALUE!"},{"$error":"#VALUE!"},{"$error":"#VALUE!"},{"$f":"IFERROR(PERCENTRANK(_xlfn._xlws.FILTER($AD$4:$AD$547,$AD$4:$AD$547<>\"\"),AD37),\"\")","v":""},{"$error":"#VALUE!"},{"$error":"#VALUE!"},{"$error":"#VALUE!"},null,null,null,null,null,null,{"$f":"Tabs!A36","v":"Sumatera Utara"},0.58780591835604457,6.3561883234227845E-2,0.10813413279674955,0.27509899248060893,0.46800990580359647,0.33866087571483677,0.57614403860034602,6.1925953952996375E-2,1.16521724471077E-3,0.10733333780333204,{"$f":"LARGE(_xlfn._xlws.FILTER($T$4:$T$547,$P$4:$P$547=$AT37),BE$3)","v":26.88},{"$f":"LARGE(_xlfn._xlws.FILTER($T$4:$T$547,$P$4:$P$547=$AT37),BF$3)","v":20.57},{"$f":"LARGE(_xlfn._xlws.FILTER($T$4:$T$547,$P$4:$P$547=$AT37),BG$3)","v":13.9},{"$f":"INDEX(_xlfn._xlws.FILTER($C$4:$C$547,$P$4:$P$547=$AT37),MATCH(BE37,_xlfn._xlws.FILTER($T$4:$T$547,$P$4:$P$547=$AT37),0),0)","v":"Kota Tebing Tinggi"},{"$f":"INDEX(_xlfn._xlws.FILTER($C$4:$C$547,$P$4:$P$547=$AT37),MATCH(BF37,_xlfn._xlws.FILTER($T$4:$T$547,$P$4:$P$547=$AT37),0),0)","v":"Kab. Deli Serdang"},{"$f":"INDEX(_xlfn._xlws.FILTER($C$4:$C$547,$P$4:$P$547=$AT37),MATCH(BG37,_xlfn._xlws.FILTER($T$4:$T$547,$P$4:$P$547=$AT37),0),0)","v":"Kota Medan"},{"$f":"LARGE(_xlfn._xlws.FILTER($AA$4:$AA$547,$P$4:$P$547=$AT37),BK$3)","v":27.33},{"$f":"LARGE(_xlfn._xlws.FILTER($AA$4:$AA$547,$P$4:$P$547=$AT37),BL$3)","v":20.86},{"$f":"LARGE(_xlfn._xlws.FILTER($AA$4:$AA$547,$P$4:$P$547=$AT37),BM$3)","v":13.61},{"$f":"INDEX(_xlfn._xlws.FILTER($C$4:$C$547,$P$4:$P$547=$AT37),MATCH(BK37,_xlfn._xlws.FILTER($AA$4:$AA$547,$P$4:$P$547=$AT37),0),0)","v":"Kota Tebing Tinggi"},{"$f":"INDEX(_xlfn._xlws.FILTER($C$4:$C$547,$P$4:$P$547=$AT37),MATCH(BL37,_xlfn._xlws.FILTER($AA$4:$AA$547,$P$4:$P$547=$AT37),0),0)","v":"Kab. Deli Serdang"},{"$f":"INDEX(_xlfn._xlws.FILTER($C$4:$C$547,$P$4:$P$547=$AT37),MATCH(BM37,_xlfn._xlws.FILTER($AA$4:$AA$547,$P$4:$P$547=$AT37),0),0)","v":"Kota Medan"}]
["Banten","Banten","Kab. Lebak",1433853,2023,null,"Banten","Banten","Kab Lebak",64.03,64.709999999999994,65.209999999999994,9.4E-2,1,{"$f":"IFERROR(INDEX('SISPSN 2023'!H$3:H$442,MATCH($C38,'SISPSN 2023'!$J$3:$J$442,0)),\"\")","v":2023},{"$f":"IFERROR(INDEX('SISPSN 2023'!I$3:I$442,MATCH($C38,'SISPSN 2023'!$J$3:$J$442,0)),\"\")","v":"Banten"},{"$f":"IFERROR(INDEX('SISPSN 2023'!J$3:J$442,MATCH($C38,'SISPSN 2023'!$J$3:$J$442,0)),\"\")","v":"Kab. Lebak"},{"$f":"IFERROR(INDEX('SISPSN 2023'!K$3:K$442,MATCH($C38,'SISPSN 2023'!$J$3:$J$442,0)),\"\")","v":218266.5},{"$f":"IFERROR(INDEX('SISPSN 2023'!L$3:L$442,MATCH($C38,'SISPSN 2023'!$J$3:$J$442,0)),\"\")","v":8033.39},{"$f":"IFERROR(INDEX('SISPSN 2023'!M$3:M$442,MATCH($C38,'SISPSN 2023'!$J$3:$J$442,0)),\"\")","v":3.68},{"$f":"IFERROR(INDEX('SISPSN 2023'!N$3:N$442,MATCH($C38,'SISPSN 2023'!$J$3:$J$442,0)),\"\")","v":43435},{"$f":"IFERROR(INDEX('SISPSN 2023'!O$3:O$442,MATCH($C38,'SISPSN 2023'!$J$3:$J$442,0)),\"\")","v":19.899999999999999},{"$f":"IFERROR(INDEX('SISPSN 2023'!P$3:P$442,MATCH($C38,'SISPSN 2023'!$J$3:$J$442,0)),\"\")","v":51468.39},{"$f":"IFERROR(INDEX('SISPSN 2023'!Q$3:Q$442,MATCH($C38,'SISPSN 2023'!$J$3:$J$442,0)),\"\")","v":23.58},{"$f":"IFERROR(INDEX('SISPSN 2023'!R$3:R$442,MATCH($C38,'SISPSN 2023'!$J$3:$J$442,0)),\"\")","v":7515.83},{"$f":"IFERROR(INDEX('SISPSN 2023'!S$3:S$442,MATCH($C38,'SISPSN 2023'!$J$3:$J$442,0)),\"\")","v":0},{"$f":"IFERROR(INDEX('SISPSN 2023'!T$3:T$442,MATCH($C38,'SISPSN 2023'!$J$3:$J$442,0)),\"\")","v":3.44},{"$f":"IFERROR(INDEX('SISPSN 2023'!U$3:U$442,MATCH($C38,'SISPSN 2023'!$J$3:$J$442,0)),\"\")","v":"P 2"},null,0.41705140691472842,1.5349751802474087E-2,8.2993165966106702E-2,9.8342917768580798E-2,1.4360827133948286E-2,0,{"$f":"IFERROR(PERCENTRANK(_xlfn._xlws.FILTER($AD$4:$AD$547,$AD$4:$AD$547<>\"\"),AD38),\"\")","v":""},0.35599999999999998,0.215,0.39500000000000002]
["Banten","Banten","Kab. Pandeglang",1307090,2023,null,"Banten","Banten","Kab Pandeglang",65.17,65.84,66.42,0.13800000000000001,1,{"$f":"IFERROR(INDEX('SISPSN 2023'!H$3:H$442,MATCH($C39,'SISPSN 2023'!$J$3:$J$442,0)),\"\")","v":2023},{"$f":"IFERROR(INDEX('SISPSN 2023'!I$3:I$442,MATCH($C39,'SISPSN 2023'!$J$3:$J$442,0)),\"\")","v":"Banten"},{"$f":"IFERROR(INDEX('SISPSN 2023'!J$3:J$442,MATCH($C39,'SISPSN 2023'!$J$3:$J$442,0)),\"\")","v":"Kab. Pandeglang"},{"$f":"IFERROR(INDEX('SISPSN 2023'!K$3:K$442,MATCH($C39,'SISPSN 2023'!$J$3:$J$442,0)),\"\")","v":185812.3},{"$f":"IFERROR(INDEX('SISPSN 2023'!L$3:L$442,MATCH($C39,'SISPSN 2023'!$J$3:$J$442,0)),\"\")","v":473.59},{"$f":"IFERROR(INDEX('SISPSN 2023'!M$3:M$442,MATCH($C39,'SISPSN 2023'!$J$3:$J$442,0)),\"\")","v":0.25},{"$f":"IFERROR(INDEX('SISPSN 2023'!N$3:N$442,MATCH($C39,'SISPSN 2023'!$J$3:$J$442,0)),\"\")","v":64203.5},{"$f":"IFERROR(INDEX('SISPSN 2023'!O$3:O$442,MATCH($C39,'SISPSN 2023'!$J$3:$J$442,0)),\"\")","v":34.549999999999997},{"$f":"IFERROR(INDEX('SISPSN 2023'!P$3:P$442,MATCH($C39,'SISPSN 2023'!$J$3:$J$442,0)),\"\")","v":64677.09},{"$f":"IFERROR(INDEX('SISPSN 2023'!Q$3:Q$442,MATCH($C39,'SISPSN 2023'!$J$3:$J$442,0)),\"\")","v":34.81},{"$f":"IFERROR(INDEX('SISPSN 2023'!R$3:R$442,MATCH($C39,'SISPSN 2023'!$J$3:$J$442,0)),\"\")","v":462.64},{"$f":"IFERROR(INDEX('SISPSN 2023'!S$3:S$442,MATCH($C39,'SISPSN 2023'!$J$3:$J$442,0)),\"\")","v":0},{"$f":"IFERROR(INDEX('SISPSN 2023'!T$3:T$442,MATCH($C39,'SISPSN 2023'!$J$3:$J$442,0)),\"\")","v":0.25},{"$f":"IFERROR(INDEX('SISPSN 2023'!U$3:U$442,MATCH($C39,'SISPSN 2023'!$J$3:$J$442,0)),\"\")","v":"P 2"},null,0.38947187609158357,9.9266833141946494E-4,0.13457374779089429,0.13556641612231374,9.6971658364387186E-4,0,{"$f":"IFERROR(PERCENTRANK(_xlfn._xlws.FILTER($AD$4:$AD$547,$AD$4:$AD$547<>\"\"),AD39),\"\")","v":""},0.20100000000000001,0.41899999999999998,0.24]
["Banten","Banten","Kab. Serang",1678915,2023,null,"Banten","Banten","Kab Serang",66.819999999999993,67.75,68.39,0.20200000000000001,1,{"$f":"IFERROR(INDEX('SISPSN 2023'!H$3:H$442,MATCH($C40,'SISPSN 2023'!$J$3:$J$442,0)),\"\")","v":2023},{"$f":"IFERROR(INDEX('SISPSN 2023'!I$3:I$442,MATCH($C40,'SISPSN 2023'!$J$3:$J$442,0)),\"\")","v":"Banten"},{"$f":"IFERROR(INDEX('SISPSN 2023'!J$3:J$442,MATCH($C40,'SISPSN 2023'!$J$3:$J$442,0)),\"\")","v":"Kab. Serang"},{"$f":"IFERROR(INDEX('SISPSN 2023'!K$3:K$442,MATCH($C40,'SISPSN 2023'!$J$3:$J$442,0)),\"\")","v":428962.78},{"$f":"IFERROR(INDEX('SISPSN 2023'!L$3:L$442,MATCH($C40,'SISPSN 2023'!$J$3:$J$442,0)),\"\")","v":175.92},{"$f":"IFERROR(INDEX('SISPSN 2023'!M$3:M$442,MATCH($C40,'SISPSN 2023'!$J$3:$J$442,0)),\"\")","v":0.04},{"$f":"IFERROR(INDEX('SISPSN 2023'!N$3:N$442,MATCH($C40,'SISPSN 2023'!$J$3:$J$442,0)),\"\")","v":31453.73},{"$f":"IFERROR(INDEX('SISPSN 2023'!O$3:O$442,MATCH($C40,'SISPSN 2023'!$J$3:$J$442,0)),\"\")","v":7.33},{"$f":"IFERROR(INDEX('SISPSN 2023'!P$3:P$442,MATCH($C40,'SISPSN 2023'!$J$3:$J$442,0)),\"\")","v":31629.65},{"$f":"IFERROR(INDEX('SISPSN 2023'!Q$3:Q$442,MATCH($C40,'SISPSN 2023'!$J$3:$J$442,0)),\"\")","v":7.37},{"$f":"IFERROR(INDEX('SISPSN 2023'!R$3:R$442,MATCH($C40,'SISPSN 2023'!$J$3:$J$442,0)),\"\")","v":175.92},{"$f":"IFERROR(INDEX('SISPSN 2023'!S$3:S$442,MATCH($C40,'SISPSN 2023'!$J$3:$J$442,0)),\"\")","v":0.4},{"$f":"IFERROR(INDEX('SISPSN 2023'!T$3:T$442,MATCH($C40,'SISPSN 2023'!$J$3:$J$442,0)),\"\")","v":0.04},{"$f":"IFERROR(INDEX('SISPSN 2023'!U$3:U$442,MATCH($C40,'SISPSN 2023'!$J$3:$J$442,0)),\"\")","v":"P 2"},null,0.69999999592039197,2.8707385587699557E-4,5.1327555438915026E-2,5.1614629294792026E-2,2.8707385587699557E-4,6.5273728030240012E-7,{"$f":"IFERROR(PERCENTRANK(_xlfn._xlws.FILTER($AD$4:$AD$547,$AD$4:$AD$547<>\"\"),AD40),\"\")","v":""},0.13500000000000001,4.3999999999999997E-2,0.182]
["Banten","Banten","Kab. Tangerang",3352472,2023,null,"Banten","Banten","Kab Tangerang",72.290000000000006,72.97,73.430000000000007,0.59299999999999997,0,{"$f":"IFERROR(INDEX('SISPSN 2023'!H$3:H$442,MATCH($C41,'SISPSN 2023'!$J$3:$J$442,0)),\"\")","v":""},{"$f":"IFERROR(INDEX('SISPSN 2023'!I$3:I$442,MATCH($C41,'SISPSN 2023'!$J$3:$J$442,0)),\"\")","v":""},{"$f":"IFERROR(INDEX('SISPSN 2023'!J$3:J$442,MATCH($C41,'SISPSN 2023'!$J$3:$J$442,0)),\"\")","v":""},{"$f":"IFERROR(INDEX('SISPSN 2023'!K$3:K$442,MATCH($C41,'SISPSN 2023'!$J$3:$J$442,0)),\"\")","v":""},{"$f":"IFERROR(INDEX('SISPSN 2023'!L$3:L$442,MATCH($C41,'SISPSN 2023'!$J$3:$J$442,0)),\"\")","v":""},{"$f":"IFERROR(INDEX('SISPSN 2023'!M$3:M$442,MATCH($C41,'SISPSN 2023'!$J$3:$J$442,0)),\"\")","v":""},{"$f":"IFERROR(INDEX('SISPSN 2023'!N$3:N$442,MATCH($C41,'SISPSN 2023'!$J$3:$J$442,0)),\"\")","v":""},{"$f":"IFERROR(INDEX('SISPSN 2023'!O$3:O$442,MATCH($C41,'SISPSN 2023'!$J$3:$J$442,0)),\"\")","v":""},{"$f":"IFERROR(INDEX('SISPSN 2023'!P$3:P$442,MATCH($C41,'SISPSN 2023'!$J$3:$J$442,0)),\"\")","v":""},{"$f":"IFERROR(INDEX('SISPSN 2023'!Q$3:Q$442,MATCH($C41,'SISPSN 2023'!$J$3:$J$442,0)),\"\")","v":""},{"$f":"IFERROR(INDEX('SISPSN 2023'!R$3:R$442,MATCH($C41,'SISPSN 2023'!$J$3:$J$442,0)),\"\")","v":""},{"$f":"IFERROR(INDEX('SISPSN 2023'!S$3:S$442,MATCH($C41,'SISPSN 2023'!$J$3:$J$442,0)),\"\")","v":""},{"$f":"IFERROR(INDEX('SISPSN 2023'!T$3:T$442,MATCH($C41,'SISPSN 2023'!$J$3:$J$442,0)),\"\")","v":""},{"$f":"IFERROR(INDEX('SISPSN 2023'!U$3:U$442,MATCH($C41,'SISPSN 2023'!$J$3:$J$442,0)),\"\")","v":""},null,{"$error":"#VALUE!"},{"$error":"#VALUE!"},{"$error":"#VALUE!"},{"$error":"#VALUE!"},{"$error":"#VALUE!"},{"$error":"#VALUE!"},{"$f":"IFERROR(PERCENTRANK(_xlfn._xlws.FILTER($AD$4:$AD$547,$AD$4:$AD$547<>\"\"),AD41),\"\")","v":""},{"$error":"#VALUE!"},{"$error":"#VALUE!"},{"$error":"#VALUE!"}]
["Banten","Banten","Kota Cilegon",450271,2023,null,"Banten","Banten","Kota Cilegon",73.349999999999994,73.95,74.540000000000006,0.70099999999999996,1,{"$f":"IFERROR(INDEX('SISPSN 2023'!H$3:H$442,MATCH($C42,'SISPSN 2023'!$J$3:$J$442,0)),\"\")","v":2023},{"$f":"IFERROR(INDEX('SISPSN 2023'!I$3:I$442,MATCH($C42,'SISPSN 2023'!$J$3:$J$442,0)),\"\")","v":"Banten"},{"$f":"IFERROR(INDEX('SISPSN 2023'!J$3:J$442,MATCH($C42,'SISPSN 2023'!$J$3:$J$442,0)),\"\")","v":"Kota Cilegon"},{"$f":"IFERROR(INDEX('SISPSN 2023'!K$3:K$442,MATCH($C42,'SISPSN 2023'!$J$3:$J$442,0)),\"\")","v":101772.8},{"$f":"IFERROR(INDEX('SISPSN 2023'!L$3:L$442,MATCH($C42,'SISPSN 2023'!$J$3:$J$442,0)),\"\")","v":2249.2800000000002},{"$f":"IFERROR(INDEX('SISPSN 2023'!M$3:M$442,MATCH($C42,'SISPSN 2023'!$J$3:$J$442,0)),\"\")","v":2.21},{"$f":"IFERROR(INDEX('SISPSN 2023'!N$3:N$442,MATCH($C42,'SISPSN 2023'!$J$3:$J$442,0)),\"\")","v":86140},{"$f":"IFERROR(INDEX('SISPSN 2023'!O$3:O$442,MATCH($C42,'SISPSN 2023'!$J$3:$J$442,0)),\"\")","v":84.64},{"$f":"IFERROR(INDEX('SISPSN 2023'!P$3:P$442,MATCH($C42,'SISPSN 2023'!$J$3:$J$442,0)),\"\")","v":88389.28},{"$f":"IFERROR(INDEX('SISPSN 2023'!Q$3:Q$442,MATCH($C42,'SISPSN 2023'!$J$3:$J$442,0)),\"\")","v":86.85},{"$f":"IFERROR(INDEX('SISPSN 2023'!R$3:R$442,MATCH($C42,'SISPSN 2023'!$J$3:$J$442,0)),\"\")","v":2249.2800000000002},{"$f":"IFERROR(INDEX('SISPSN 2023'!S$3:S$442,MATCH($C42,'SISPSN 2023'!$J$3:$J$442,0)),\"\")","v":0},{"$f":"IFERROR(INDEX('SISPSN 2023'!T$3:T$442,MATCH($C42,'SISPSN 2023'!$J$3:$J$442,0)),\"\")","v":2.21},{"$f":"IFERROR(INDEX('SISPSN 2023'!U$3:U$442,MATCH($C42,'SISPSN 2023'!$J$3:$J$442,0)),\"\")","v":"P 2"},null,0.61924838384238801,1.3686004559263443E-2,0.52412880243231297,0.53781480699157647,1.3686004559263443E-2,0,{"$f":"IFERROR(PERCENTRANK(_xlfn._xlws.FILTER($AD$4:$AD$547,$AD$4:$AD$547<>\"\"),AD42),\"\")","v":""},0.314,0.97199999999999998,0.36099999999999999]
["Banten","Banten","Kota Serang",720362,2023,null,"Banten","Banten","Kota Serang",72.44,72.98,73.48,0.60399999999999998,1,{"$f":"IFERROR(INDEX('SISPSN 2023'!H$3:H$442,MATCH($C43,'SISPSN 2023'!$J$3:$J$442,0)),\"\")","v":2023},{"$f":"IFERROR(INDEX('SISPSN 2023'!I$3:I$442,MATCH($C43,'SISPSN 2023'!$J$3:$J$442,0)),\"\")","v":"Banten"},{"$f":"IFERROR(INDEX('SISPSN 2023'!J$3:J$442,MATCH($C43,'SISPSN 2023'!$J$3:$J$442,0)),\"\")","v":"Kota Serang"},{"$f":"IFERROR(INDEX('SISPSN 2023'!K$3:K$442,MATCH($C43,'SISPSN 2023'!$J$3:$J$442,0)),\"\")","v":219503.03},{"$f":"IFERROR(INDEX('SISPSN 2023'!L$3:L$442,MATCH($C43,'SISPSN 2023'!$J$3:$J$442,0)),\"\")","v":20818.54},{"$f":"IFERROR(INDEX('SISPSN 2023'!M$3:M$442,MATCH($C43,'SISPSN 2023'!$J$3:$J$442,0)),\"\")","v":9.48},{"$f":"IFERROR(INDEX('SISPSN 2023'!N$3:N$442,MATCH($C43,'SISPSN 2023'!$J$3:$J$442,0)),\"\")","v":128782.6},{"$f":"IFERROR(INDEX('SISPSN 2023'!O$3:O$442,MATCH($C43,'SISPSN 2023'!$J$3:$J$442,0)),\"\")","v":58.67},{"$f":"IFERROR(INDEX('SISPSN 2023'!P$3:P$442,MATCH($C43,'SISPSN 2023'!$J$3:$J$442,0)),\"\")","v":149601.14000000001},{"$f":"IFERROR(INDEX('SISPSN 2023'!Q$3:Q$442,MATCH($C43,'SISPSN 2023'!$J$3:$J$442,0)),\"\")","v":68.150000000000006},{"$f":"IFERROR(INDEX('SISPSN 2023'!R$3:R$442,MATCH($C43,'SISPSN 2023'!$J$3:$J$442,0)),\"\")","v":20812.3},{"$f":"IFERROR(INDEX('SISPSN 2023'!S$3:S$442,MATCH($C43,'SISPSN 2023'!$J$3:$J$442,0)),\"\")","v":0},{"$f":"IFERROR(INDEX('SISPSN 2023'!T$3:T$442,MATCH($C43,'SISPSN 2023'!$J$3:$J$442,0)),\"\")","v":9.48},{"$f":"IFERROR(INDEX('SISPSN 2023'!U$3:U$442,MATCH($C43,'SISPSN 2023'!$J$3:$J$442,0)),\"\")","v":"P 2"},null,{"$f":"IF(ISBLANK(R43),\"\",R43*1000/$D43/365)","v":0.83482771770798803},{"$f":"IF(ISBLANK(S43),\"\",S43*1000/$D43/365)","v":7.9178379606935065E-2},{"$f":"IF(ISBLANK(U43),\"\",U43*1000/$D43/365)","v":0.489794077277661},{"$f":"IF(ISBLANK(W43),\"\",W43*1000/$D43/365)","v":0.56897245688459597},{"$f":"IF(ISBLANK(Y43),\"\",Y43*1000/$D43/365)","v":7.9154647246800922E-2},{"$f":"IF(ISBLANK(Z43),\"\",Z43*1000/$D43/365)","v":0},{"$f":"IFERROR(PERCENTRANK(_xlfn._xlws.FILTER($AD$4:$AD$547,$AD$4:$AD$547<>\"\"),AD43),\"\")","v":""},0.502,0.66,0.56299999999999994]
["Banten","Banten","Kota Tangerang",1930556,2023,null,"Banten","Banten","Kota Tangerang",78.5,78.900000000000006,79.459999999999994,0.878,1,{"$f":"IFERROR(INDEX('SISPSN 2023'!H$3:H$442,MATCH($C44,'SISPSN 2023'!$J$3:$J$442,0)),\"\")","v":2023},{"$f":"IFERROR(INDEX('SISPSN 2023'!I$3:I$442,MATCH($C44,'SISPSN 2023'!$J$3:$J$442,0)),\"\")","v":"Banten"},{"$f":"IFERROR(INDEX('SISPSN 2023'!J$3:J$442,MATCH($C44,'SISPSN 2023'!$J$3:$J$442,0)),\"\")","v":"Kota Tangerang"},{"$f":"IFERROR(INDEX('SISPSN 2023'!K$3:K$442,MATCH($C44,'SISPSN 2023'!$J$3:$J$442,0)),\"\")","v":514478.12},{"$f":"IFERROR(INDEX('SISPSN 2023'!L$3:L$442,MATCH($C44,'SISPSN 2023'!$J$3:$J$442,0)),\"\")","v":127138.73},{"$f":"IFERROR(INDEX('SISPSN 2023'!M$3:M$442,MATCH($C44,'SISPSN 2023'!$J$3:$J$442,0)),\"\")","v":24.71},{"$f":"IFERROR(INDEX('SISPSN 2023'!N$3:N$442,MATCH($C44,'SISPSN 2023'!$J$3:$J$442,0)),\"\")","v":386535},{"$f":"IFERROR(INDEX('SISPSN 2023'!O$3:O$442,MATCH($C44,'SISPSN 2023'!$J$3:$J$442,0)),\"\")","v":75.13},{"$f":"IFERROR(INDEX('SISPSN 2023'!P$3:P$442,MATCH($C44,'SISPSN 2023'!$J$3:$J$442,0)),\"\")","v":513673.73},{"$f":"IFERROR(INDEX('SISPSN 2023'!Q$3:Q$442,MATCH($C44,'SISPSN 2023'!$J$3:$J$442,0)),\"\")","v":99.84},{"$f":"IFERROR(INDEX('SISPSN 2023'!R$3:R$442,MATCH($C44,'SISPSN 2023'!$J$3:$J$442,0)),\"\")","v":123585.2},{"$f":"IFERROR(INDEX('SISPSN 2023'!S$3:S$442,MATCH($C44,'SISPSN 2023'!$J$3:$J$442,0)),\"\")","v":0},{"$f":"IFERROR(INDEX('SISPSN 2023'!T$3:T$442,MATCH($C44,'SISPSN 2023'!$J$3:$J$442,0)),\"\")","v":24.02},{"$f":"IFERROR(INDEX('SISPSN 2023'!U$3:U$442,MATCH($C44,'SISPSN 2023'!$J$3:$J$442,0)),\"\")","v":"P 2"},null,0.73011562259287521,0.18042744560180221,0.54854663630581035,0.72897408190761259,0.17538449495435299,0,{"$f":"IFERROR(PERCENTRANK(_xlfn._xlws.FILTER($AD$4:$AD$547,$AD$4:$AD$547<>\"\"),AD44),\"\")","v":""},0.89500000000000002,0.88100000000000001,0.91100000000000003]
["Banten","Banten","Kota Tangerang Selatan",1378466,2023,null,"Banten","Banten","Kota Tangerang Selatan",81.599999999999994,81.95,82.28,0.95199999999999996,1,{"$f":"IFERROR(INDEX('SISPSN 2023'!H$3:H$442,MATCH($C45,'SISPSN 2023'!$J$3:$J$442,0)),\"\")","v":2023},{"$f":"IFERROR(INDEX('SISPSN 2023'!I$3:I$442,MATCH($C45,'SISPSN 2023'!$J$3:$J$442,0)),\"\")","v":"Banten"},{"$f":"IFERROR(INDEX('SISPSN 2023'!J$3:J$442,MATCH($C45,'SISPSN 2023'!$J$3:$J$442,0)),\"\")","v":"Kota Tangerang Selatan"},{"$f":"IFERROR(INDEX('SISPSN 2023'!K$3:K$442,MATCH($C45,'SISPSN 2023'!$J$3:$J$442,0)),\"\")","v":369177.5},{"$f":"IFERROR(INDEX('SISPSN 2023'!L$3:L$442,MATCH($C45,'SISPSN 2023'!$J$3:$J$442,0)),\"\")","v":101557.27},{"$f":"IFERROR(INDEX('SISPSN 2023'!M$3:M$442,MATCH($C45,'SISPSN 2023'!$J$3:$J$442,0)),\"\")","v":27.51},{"$f":"IFERROR(INDEX('SISPSN 2023'!N$3:N$442,MATCH($C45,'SISPSN 2023'!$J$3:$J$442,0)),\"\")","v":265235.57},{"$f":"IFERROR(INDEX('SISPSN 2023'!O$3:O$442,MATCH($C45,'SISPSN 2023'!$J$3:$J$442,0)),\"\")","v":71.84},{"$f":"IFERROR(INDEX('SISPSN 2023'!P$3:P$442,MATCH($C45,'SISPSN 2023'!$J$3:$J$442,0)),\"\")","v":366792.84},{"$f":"IFERROR(INDEX('SISPSN 2023'!Q$3:Q$442,MATCH($C45,'SISPSN 2023'!$J$3:$J$442,0)),\"\")","v":99.35},{"$f":"IFERROR(INDEX('SISPSN 2023'!R$3:R$442,MATCH($C45,'SISPSN 2023'!$J$3:$J$442,0)),\"\")","v":101557.27},{"$f":"IFERROR(INDEX('SISPSN 2023'!S$3:S$442,MATCH($C45,'SISPSN 2023'!$J$3:$J$442,0)),\"\")","v":1559.57},{"$f":"IFERROR(INDEX('SISPSN 2023'!T$3:T$442,MATCH($C45,'SISPSN 2023'!$J$3:$J$442,0)),\"\")","v":27.93},{"$f":"IFERROR(INDEX('SISPSN 2023'!U$3:U$442,MATCH($C45,'SISPSN 2023'!$J$3:$J$442,0)),\"\")","v":"P 2"},null,0.73374693716018535,0.20184690510350706,0.52716047731358473,0.72900738241709173,0.20184690510350706,3.0996734925257102E-3,{"$f":"IFERROR(PERCENTRANK(_xlfn._xlws.FILTER($AD$4:$AD$547,$AD$4:$AD$547<>\"\"),AD45),\"\")","v":""},0.95799999999999996,0.79,0.95299999999999996]
["Banten","total","total",12251985,2023,null,"Provinsi Banten","total","Provinsi Banten",72.72,73.319999999999993,73.87,0.63900000000000001,0,{"$f":"IFERROR(INDEX('SISPSN 2023'!H$3:H$442,MATCH($C46,'SISPSN 2023'!$J$3:$J$442,0)),\"\")","v":""},{"$f":"IFERROR(INDEX('SISPSN 2023'!I$3:I$442,MATCH($C46,'SISPSN 2023'!$J$3:$J$442,0)),\"\")","v":""},{"$f":"IFERROR(INDEX('SISPSN 2023'!J$3:J$442,MATCH($C46,'SISPSN 2023'!$J$3:$J$442,0)),\"\")","v":""},{"$f":"IFERROR(INDEX('SISPSN 2023'!K$3:K$442,MATCH($C46,'SISPSN 2023'!$J$3:$J$442,0)),\"\")","v":""},{"$f":"IFERROR(INDEX('SISPSN 2023'!L$3:L$442,MATCH($C46,'SISPSN 2023'!$J$3:$J$442,0)),\"\")","v":""},{"$f":"IFERROR(INDEX('SISPSN 2023'!M$3:M$442,MATCH($C46,'SISPSN 2023'!$J$3:$J$442,0)),\"\")","v":""},{"$f":"IFERROR(INDEX('SISPSN 2023'!N$3:N$442,MATCH($C46,'SISPSN 2023'!$J$3:$J$442,0)),\"\")","v":""},{"$f":"IFERROR(INDEX('SISPSN 2023'!O$3:O$442,MATCH($C46,'SISPSN 2023'!$J$3:$J$442,0)),\"\")","v":""},{"$f":"IFERROR(INDEX('SISPSN 2023'!P$3:P$442,MATCH($C46,'SISPSN 2023'!$J$3:$J$442,0)),\"\")","v":""},{"$f":"IFERROR(INDEX('SISPSN 2023'!Q$3:Q$442,MATCH($C46,'SISPSN 2023'!$J$3:$J$442,0)),\"\")","v":""},{"$f":"IFERROR(INDEX('SISPSN 2023'!R$3:R$442,MATCH($C46,'SISPSN 2023'!$J$3:$J$442,0)),\"\")","v":""},{"$f":"IFERROR(INDEX('SISPSN 2023'!S$3:S$442,MATCH($C46,'SISPSN 2023'!$J$3:$J$442,0)),\"\")","v":""},{"$f":"IFERROR(INDEX('SISPSN 2023'!T$3:T$442,MATCH($C46,'SISPSN 2023'!$J$3:$J$442,0)),\"\")","v":""},{"$f":"IFERROR(INDEX('SISPSN 2023'!U$3:U$442,MATCH($C46,'SISPSN 2023'!$J$3:$J$442,0)),\"\")","v":""},null,{"$error":"#VALUE!"},{"$error":"#VALUE!"},{"$error":"#VALUE!"},{"$error":"#VALUE!"},{"$error":"#VALUE!"},{"$error":"#VALUE!"},{"$f":"IFERROR(PERCENTRANK(_xlfn._xlws.FILTER($AD$4:$AD$547,$AD$4:$AD$547<>\"\"),AD46),\"\")","v":""},{"$error":"#VALUE!"},{"$error":"#VALUE!"},{"$error":"#VALUE!"}]
["D.I. Yogyakarta","D.I. Yogyakarta","Bantul",1064286,2022,null,"D.I. Yogyakarta","D.I. Yogyakarta","Bantul",80.010000000000005,80.28,80.69,0.91700000000000004,0,{"$f":"IFERROR(INDEX('SISPSN 2023'!H$3:H$442,MATCH($C47,'SISPSN 2023'!$J$3:$J$442,0)),\"\")","v":""},{"$f":"IFERROR(INDEX('SISPSN 2023'!I$3:I$442,MATCH($C47,'SISPSN 2023'!$J$3:$J$442,0)),\"\")","v":""},{"$f":"IFERROR(INDEX('SISPSN 2023'!J$3:J$442,MATCH($C47,'SISPSN 2023'!$J$3:$J$442,0)),\"\")","v":""},{"$f":"IFERROR(INDEX('SISPSN 2023'!K$3:K$442,MATCH($C47,'SISPSN 2023'!$J$3:$J$442,0)),\"\")","v":""},{"$f":"IFERROR(INDEX('SISPSN 2023'!L$3:L$442,MATCH($C47,'SISPSN 2023'!$J$3:$J$442,0)),\"\")","v":""},{"$f":"IFERROR(INDEX('SISPSN 2023'!M$3:M$442,MATCH($C47,'SISPSN 2023'!$J$3:$J$442,0)),\"\")","v":""},{"$f":"IFERROR(INDEX('SISPSN 2023'!N$3:N$442,MATCH($C47,'SISPSN 2023'!$J$3:$J$442,0)),\"\")","v":""},{"$f":"IFERROR(INDEX('SISPSN 2023'!O$3:O$442,MATCH($C47,'SISPSN 2023'!$J$3:$J$442,0)),\"\")","v":""},{"$f":"IFERROR(INDEX('SISPSN 2023'!P$3:P$442,MATCH($C47,'SISPSN 2023'!$J$3:$J$442,0)),\"\")","v":""},{"$f":"IFERROR(INDEX('SISPSN 2023'!Q$3:Q$442,MATCH($C47,'SISPSN 2023'!$J$3:$J$442,0)),\"\")","v":""},{"$f":"IFERROR(INDEX('SISPSN 2023'!R$3:R$442,MATCH($C47,'SISPSN 2023'!$J$3:$J$442,0)),\"\")","v":""},{"$f":"IFERROR(INDEX('SISPSN 2023'!S$3:S$442,MATCH($C47,'SISPSN 2023'!$J$3:$J$442,0)),\"\")","v":""},{"$f":"IFERROR(INDEX('SISPSN 2023'!T$3:T$442,MATCH($C47,'SISPSN 2023'!$J$3:$J$442,0)),\"\")","v":""},{"$f":"IFERROR(INDEX('SISPSN 2023'!U$3:U$442,MATCH($C47,'SISPSN 2023'!$J$3:$J$442,0)),\"\")","v":""},null,{"$error":"#VALUE!"},{"$error":"#VALUE!"},{"$error":"#VALUE!"},{"$error":"#VALUE!"},{"$error":"#VALUE!"},{"$error":"#VALUE!"},{"$f":"IFERROR(PERCENTRANK(_xlfn._xlws.FILTER($AD$4:$AD$547,$AD$4:$AD$547<>\"\"),AD47),\"\")","v":""},{"$error":"#VALUE!"},{"$error":"#VALUE!"},{"$error":"#VALUE!"}]
["D.I. Yogyakarta","D.I. Yogyakarta","Kab. Gunungkidul",776705,2022,null,"D.I. Yogyakarta","D.I. Yogyakarta","Gunungkidul",69.98,70.16,70.959999999999994,0.36399999999999999,1,{"$f":"IFERROR(INDEX('SISPSN 2023'!H$3:H$442,MATCH($C48,'SISPSN 2023'!$J$3:$J$442,0)),\"\")","v":2023},{"$f":"IFERROR(INDEX('SISPSN 2023'!I$3:I$442,MATCH($C48,'SISPSN 2023'!$J$3:$J$442,0)),\"\")","v":"D.I. Yogyakarta"},{"$f":"IFERROR(INDEX('SISPSN 2023'!J$3:J$442,MATCH($C48,'SISPSN 2023'!$J$3:$J$442,0)),\"\")","v":"Kab. Gunungkidul"},{"$f":"IFERROR(INDEX('SISPSN 2023'!K$3:K$442,MATCH($C48,'SISPSN 2023'!$J$3:$J$442,0)),\"\")","v":140580.21},{"$f":"IFERROR(INDEX('SISPSN 2023'!L$3:L$442,MATCH($C48,'SISPSN 2023'!$J$3:$J$442,0)),\"\")","v":40816.879999999997},{"$f":"IFERROR(INDEX('SISPSN 2023'!M$3:M$442,MATCH($C48,'SISPSN 2023'!$J$3:$J$442,0)),\"\")","v":29.03},{"$f":"IFERROR(INDEX('SISPSN 2023'!N$3:N$442,MATCH($C48,'SISPSN 2023'!$J$3:$J$442,0)),\"\")","v":19063.22},{"$f":"IFERROR(INDEX('SISPSN 2023'!O$3:O$442,MATCH($C48,'SISPSN 2023'!$J$3:$J$442,0)),\"\")","v":13.56},{"$f":"IFERROR(INDEX('SISPSN 2023'!P$3:P$442,MATCH($C48,'SISPSN 2023'!$J$3:$J$442,0)),\"\")","v":59880.1},{"$f":"IFERROR(INDEX('SISPSN 2023'!Q$3:Q$442,MATCH($C48,'SISPSN 2023'!$J$3:$J$442,0)),\"\")","v":42.59},{"$f":"IFERROR(INDEX('SISPSN 2023'!R$3:R$442,MATCH($C48,'SISPSN 2023'!$J$3:$J$442,0)),\"\")","v":40153.269999999997},{"$f":"IFERROR(INDEX('SISPSN 2023'!S$3:S$442,MATCH($C48,'SISPSN 2023'!$J$3:$J$442,0)),\"\")","v":83.22},{"$f":"IFERROR(INDEX('SISPSN 2023'!T$3:T$442,MATCH($C48,'SISPSN 2023'!$J$3:$J$442,0)),\"\")","v":28.62},{"$f":"IFERROR(INDEX('SISPSN 2023'!U$3:U$442,MATCH($C48,'SISPSN 2023'!$J$3:$J$442,0)),\"\")","v":"P 2"},null,0.49587843553726657,0.14397624386755678,6.7243033069183278E-2,0.21121927693674006,0.14163544576655177,2.9354774335172302E-4,{"$f":"IFERROR(PERCENTRANK(_xlfn._xlws.FILTER($AD$4:$AD$547,$AD$4:$AD$547<>\"\"),AD48),\"\")","v":""},0.96899999999999997,0.11,0.95499999999999996]
["D.I. Yogyakarta","D.I. Yogyakarta","Kab. Kulon Progo",448131,2022,null,"D.I. Yogyakarta","D.I. Yogyakarta","Kulonprogo",74.459999999999994,74.709999999999994,75.459999999999994,0.77100000000000002,1,{"$f":"IFERROR(INDEX('SISPSN 2023'!H$3:H$442,MATCH($C49,'SISPSN 2023'!$J$3:$J$442,0)),\"\")","v":2023},{"$f":"IFERROR(INDEX('SISPSN 2023'!I$3:I$442,MATCH($C49,'SISPSN 2023'!$J$3:$J$442,0)),\"\")","v":"D.I. Yogyakarta"},{"$f":"IFERROR(INDEX('SISPSN 2023'!J$3:J$442,MATCH($C49,'SISPSN 2023'!$J$3:$J$442,0)),\"\")","v":"Kab. Kulon Progo"},{"$f":"IFERROR(INDEX('SISPSN 2023'!K$3:K$442,MATCH($C49,'SISPSN 2023'!$J$3:$J$442,0)),\"\")","v":80033.899999999994},{"$f":"IFERROR(INDEX('SISPSN 2023'!L$3:L$442,MATCH($C49,'SISPSN 2023'!$J$3:$J$442,0)),\"\")","v":24851.11},{"$f":"IFERROR(INDEX('SISPSN 2023'!M$3:M$442,MATCH($C49,'SISPSN 2023'!$J$3:$J$442,0)),\"\")","v":31.05},{"$f":"IFERROR(INDEX('SISPSN 2023'!N$3:N$442,MATCH($C49,'SISPSN 2023'!$J$3:$J$442,0)),\"\")","v":12164.27},{"$f":"IFERROR(INDEX('SISPSN 2023'!O$3:O$442,MATCH($C49,'SISPSN 2023'!$J$3:$J$442,0)),\"\")","v":15.2},{"$f":"IFERROR(INDEX('SISPSN 2023'!P$3:P$442,MATCH($C49,'SISPSN 2023'!$J$3:$J$442,0)),\"\")","v":37015.379999999997},{"$f":"IFERROR(INDEX('SISPSN 2023'!Q$3:Q$442,MATCH($C49,'SISPSN 2023'!$J$3:$J$442,0)),\"\")","v":46.25},{"$f":"IFERROR(INDEX('SISPSN 2023'!R$3:R$442,MATCH($C49,'SISPSN 2023'!$J$3:$J$442,0)),\"\")","v":22276.46},{"$f":"IFERROR(INDEX('SISPSN 2023'!S$3:S$442,MATCH($C49,'SISPSN 2023'!$J$3:$J$442,0)),\"\")","v":0},{"$f":"IFERROR(INDEX('SISPSN 2023'!T$3:T$442,MATCH($C49,'SISPSN 2023'!$J$3:$J$442,0)),\"\")","v":27.83},{"$f":"IFERROR(INDEX('SISPSN 2023'!U$3:U$442,MATCH($C49,'SISPSN 2023'!$J$3:$J$442,0)),\"\")","v":"P 2"},null,0.48930102783362361,0.15193153983257648,7.436835908091087E-2,0.22629989891348734,0.13619097375605341,0,{"$f":"IFERROR(PERCENTRANK(_xlfn._xlws.FILTER($AD$4:$AD$547,$AD$4:$AD$547<>\"\"),AD49),\"\")","v":""},0.98299999999999998,0.129,0.95]
["D.I. Yogyakarta","D.I. Yogyakarta","Kab. Sleman",1282804,2022,null,"D.I. Yogyakarta","D.I. Yogyakarta","Sleman",83.84,84,84.31,0.98499999999999999,1,{"$f":"IFERROR(INDEX('SISPSN 2023'!H$3:H$442,MATCH($C50,'SISPSN 2023'!$J$3:$J$442,0)),\"\")","v":2023},{"$f":"IFERROR(INDEX('SISPSN 2023'!I$3:I$442,MATCH($C50,'SISPSN 2023'!$J$3:$J$442,0)),\"\")","v":"D.I. Yogyakarta"},{"$f":"IFERROR(INDEX('SISPSN 2023'!J$3:J$442,MATCH($C50,'SISPSN 2023'!$J$3:$J$442,0)),\"\")","v":"Kab. Sleman"},{"$f":"IFERROR(INDEX('SISPSN 2023'!K$3:K$442,MATCH($C50,'SISPSN 2023'!$J$3:$J$442,0)),\"\")","v":219653.64},{"$f":"IFERROR(INDEX('SISPSN 2023'!L$3:L$442,MATCH($C50,'SISPSN 2023'!$J$3:$J$442,0)),\"\")","v":21236.959999999999},{"$f":"IFERROR(INDEX('SISPSN 2023'!M$3:M$442,MATCH($C50,'SISPSN 2023'!$J$3:$J$442,0)),\"\")","v":9.67},{"$f":"IFERROR(INDEX('SISPSN 2023'!N$3:N$442,MATCH($C50,'SISPSN 2023'!$J$3:$J$442,0)),\"\")","v":71536.350000000006},{"$f":"IFERROR(INDEX('SISPSN 2023'!O$3:O$442,MATCH($C50,'SISPSN 2023'!$J$3:$J$442,0)),\"\")","v":32.57},{"$f":"IFERROR(INDEX('SISPSN 2023'!P$3:P$442,MATCH($C50,'SISPSN 2023'!$J$3:$J$442,0)),\"\")","v":92773.32},{"$f":"IFERROR(INDEX('SISPSN 2023'!Q$3:Q$442,MATCH($C50,'SISPSN 2023'!$J$3:$J$442,0)),\"\")","v":42.24},{"$f":"IFERROR(INDEX('SISPSN 2023'!R$3:R$442,MATCH($C50,'SISPSN 2023'!$J$3:$J$442,0)),\"\")","v":21236.959999999999},{"$f":"IFERROR(INDEX('SISPSN 2023'!S$3:S$442,MATCH($C50,'SISPSN 2023'!$J$3:$J$442,0)),\"\")","v":0},{"$f":"IFERROR(INDEX('SISPSN 2023'!T$3:T$442,MATCH($C50,'SISPSN 2023'!$J$3:$J$442,0)),\"\")","v":9.67},{"$f":"IFERROR(INDEX('SISPSN 2023'!U$3:U$442,MATCH($C50,'SISPSN 2023'!$J$3:$J$442,0)),\"\")","v":"P 2"},null,0.46912138917601437,4.5356462916232347E-2,0.15278249833957488,0.19813898261313093,4.5356462916232347E-2,0,{"$f":"IFERROR(PERCENTRANK(_xlfn._xlws.FILTER($AD$4:$AD$547,$AD$4:$AD$547<>\"\"),AD50),\"\")","v":""},0.50800000000000001,0.40600000000000003,0.56899999999999995]
["D.I. Yogyakarta","D.I. Yogyakarta","Kota Yogyakarta",449890,2022,null,"D.I. Yogyakarta","D.I. Yogyakarta","Yogyakarta",86.61,87.18,87.69,0.997,1,{"$f":"IFERROR(INDEX('SISPSN 2023'!H$3:H$442,MATCH($C51,'SISPSN 2023'!$J$3:$J$442,0)),\"\")","v":2023},{"$f":"IFERROR(INDEX('SISPSN 2023'!I$3:I$442,MATCH($C51,'SISPSN 2023'!$J$3:$J$442,0)),\"\")","v":"D.I. Yogyakarta"},{"$f":"IFERROR(INDEX('SISPSN 2023'!J$3:J$442,MATCH($C51,'SISPSN 2023'!$J$3:$J$442,0)),\"\")","v":"Kota Yogyakarta"},{"$f":"IFERROR(INDEX('SISPSN 2023'!K$3:K$442,MATCH($C51,'SISPSN 2023'!$J$3:$J$442,0)),\"\")","v":109704.11},{"$f":"IFERROR(INDEX('SISPSN 2023'!L$3:L$442,MATCH($C51,'SISPSN 2023'!$J$3:$J$442,0)),\"\")","v":20325.98},{"$f":"IFERROR(INDEX('SISPSN 2023'!M$3:M$442,MATCH($C51,'SISPSN 2023'!$J$3:$J$442,0)),\"\")","v":18.53},{"$f":"IFERROR(INDEX('SISPSN 2023'!N$3:N$442,MATCH($C51,'SISPSN 2023'!$J$3:$J$442,0)),\"\")","v":66587.88},{"$f":"IFERROR(INDEX('SISPSN 2023'!O$3:O$442,MATCH($C51,'SISPSN 2023'!$J$3:$J$442,0)),\"\")","v":60.7},{"$f":"IFERROR(INDEX('SISPSN 2023'!P$3:P$442,MATCH($C51,'SISPSN 2023'!$J$3:$J$442,0)),\"\")","v":86913.86},{"$f":"IFERROR(INDEX('SISPSN 2023'!Q$3:Q$442,MATCH($C51,'SISPSN 2023'!$J$3:$J$442,0)),\"\")","v":79.23},{"$f":"IFERROR(INDEX('SISPSN 2023'!R$3:R$442,MATCH($C51,'SISPSN 2023'!$J$3:$J$442,0)),\"\")","v":20325.98},{"$f":"IFERROR(INDEX('SISPSN 2023'!S$3:S$442,MATCH($C51,'SISPSN 2023'!$J$3:$J$442,0)),\"\")","v":388.34},{"$f":"IFERROR(INDEX('SISPSN 2023'!T$3:T$442,MATCH($C51,'SISPSN 2023'!$J$3:$J$442,0)),\"\")","v":18.88},{"$f":"IFERROR(INDEX('SISPSN 2023'!U$3:U$442,MATCH($C51,'SISPSN 2023'!$J$3:$J$442,0)),\"\")","v":"P 2"},null,0.66807265215819878,0.12378051621142093,0.40550478549246594,0.52928530170388688,0.12378051621142093,2.364900765697064E-3,{"$f":"IFERROR(PERCENTRANK(_xlfn._xlws.FILTER($AD$4:$AD$547,$AD$4:$AD$547<>\"\"),AD51),\"\")","v":""},0.76200000000000001,0.67400000000000004,0.81399999999999995]
["D.I. Yogyakarta","total","total",4021816,2022,null,"D.I. Yogyakarta","total","D.I. Yogyakarta",79.97,80.22,80.64,0.91500000000000004,0,{"$f":"IFERROR(INDEX('SISPSN 2023'!H$3:H$442,MATCH($C52,'SISPSN 2023'!$J$3:$J$442,0)),\"\")","v":""},{"$f":"IFERROR(INDEX('SISPSN 2023'!I$3:I$442,MATCH($C52,'SISPSN 2023'!$J$3:$J$442,0)),\"\")","v":""},{"$f":"IFERROR(INDEX('SISPSN 2023'!J$3:J$442,MATCH($C52,'SISPSN 2023'!$J$3:$J$442,0)),\"\")","v":""},{"$f":"IFERROR(INDEX('SISPSN 2023'!K$3:K$442,MATCH($C52,'SISPSN 2023'!$J$3:$J$442,0)),\"\")","v":""},{"$f":"IFERROR(INDEX('SISPSN 2023'!L$3:L$442,MATCH($C52,'SISPSN 2023'!$J$3:$J$442,0)),\"\")","v":""},{"$f":"IFERROR(INDEX('SISPSN 2023'!M$3:M$442,MATCH($C52,'SISPSN 2023'!$J$3:$J$442,0)),\"\")","v":""},{"$f":"IFERROR(INDEX('SISPSN 2023'!N$3:N$442,MATCH($C52,'SISPSN 2023'!$J$3:$J$442,0)),\"\")","v":""},{"$f":"IFERROR(INDEX('SISPSN 2023'!O$3:O$442,MATCH($C52,'SISPSN 2023'!$J$3:$J$442,0)),\"\")","v":""},{"$f":"IFERROR(INDEX('SISPSN 2023'!P$3:P$442,MATCH($C52,'SISPSN 2023'!$J$3:$J$442,0)),\"\")","v":""},{"$f":"IFERROR(INDEX('SISPSN 2023'!Q$3:Q$442,MATCH($C52,'SISPSN 2023'!$J$3:$J$442,0)),\"\")","v":""},{"$f":"IFERROR(INDEX('SISPSN 2023'!R$3:R$442,MATCH($C52,'SISPSN 2023'!$J$3:$J$442,0)),\"\")","v":""},{"$f":"IFERROR(INDEX('SISPSN 2023'!S$3:S$442,MATCH($C52,'SISPSN 2023'!$J$3:$J$442,0)),\"\")","v":""},{"$f":"IFERROR(INDEX('SISPSN 2023'!T$3:T$442,MATCH($C52,'SISPSN 2023'!$J$3:$J$442,0)),\"\")","v":""},{"$f":"IFERROR(INDEX('SISPSN 2023'!U$3:U$442,MATCH($C52,'SISPSN 2023'!$J$3:$J$442,0)),\"\")","v":""},null,{"$error":"#VALUE!"},{"$error":"#VALUE!"},{"$error":"#VALUE!"},{"$error":"#VALUE!"},{"$error":"#VALUE!"},{"$error":"#VALUE!"},{"$f":"IFERROR(PERCENTRANK(_xlfn._xlws.FILTER($AD$4:$AD$547,$AD$4:$AD$547<>\"\"),AD52),\"\")","v":""},{"$error":"#VALUE!"},{"$error":"#VALUE!"},{"$error":"#VALUE!"}]
["DKI Jakarta","DKI Jakarta","Kota Adm. Jakarta Barat",2448975,2022,null,null,null,null,null,null,null,{"$error":"#N/A"},1,{"$f":"IFERROR(INDEX('SISPSN 2023'!H$3:H$442,MATCH($C53,'SISPSN 2023'!$J$3:$J$442,0)),\"\")","v":2023},{"$f":"IFERROR(INDEX('SISPSN 2023'!I$3:I$442,MATCH($C53,'SISPSN 2023'!$J$3:$J$442,0)),\"\")","v":"DKI Jakarta"},{"$f":"IFERROR(INDEX('SISPSN 2023'!J$3:J$442,MATCH($C53,'SISPSN 2023'!$J$3:$J$442,0)),\"\")","v":"Kota Adm. Jakarta Barat"},{"$f":"IFERROR(INDEX('SISPSN 2023'!K$3:K$442,MATCH($C53,'SISPSN 2023'!$J$3:$J$442,0)),\"\")","v":748135.3},{"$f":"IFERROR(INDEX('SISPSN 2023'!L$3:L$442,MATCH($C53,'SISPSN 2023'!$J$3:$J$442,0)),\"\")","v":202487.98},{"$f":"IFERROR(INDEX('SISPSN 2023'!M$3:M$442,MATCH($C53,'SISPSN 2023'!$J$3:$J$442,0)),\"\")","v":27.07},{"$f":"IFERROR(INDEX('SISPSN 2023'!N$3:N$442,MATCH($C53,'SISPSN 2023'!$J$3:$J$442,0)),\"\")","v":539251.01},{"$f":"IFERROR(INDEX('SISPSN 2023'!O$3:O$442,MATCH($C53,'SISPSN 2023'!$J$3:$J$442,0)),\"\")","v":72.08},{"$f":"IFERROR(INDEX('SISPSN 2023'!P$3:P$442,MATCH($C53,'SISPSN 2023'!$J$3:$J$442,0)),\"\")","v":741738.99},{"$f":"IFERROR(INDEX('SISPSN 2023'!Q$3:Q$442,MATCH($C53,'SISPSN 2023'!$J$3:$J$442,0)),\"\")","v":99.15},{"$f":"IFERROR(INDEX('SISPSN 2023'!R$3:R$442,MATCH($C53,'SISPSN 2023'!$J$3:$J$442,0)),\"\")","v":150820.51999999999},{"$f":"IFERROR(INDEX('SISPSN 2023'!S$3:S$442,MATCH($C53,'SISPSN 2023'!$J$3:$J$442,0)),\"\")","v":0},{"$f":"IFERROR(INDEX('SISPSN 2023'!T$3:T$442,MATCH($C53,'SISPSN 2023'!$J$3:$J$442,0)),\"\")","v":20.16},{"$f":"IFERROR(INDEX('SISPSN 2023'!U$3:U$442,MATCH($C53,'SISPSN 2023'!$J$3:$J$442,0)),\"\")","v":"P 2"},null,0.83695658527533257,0.22652807359858548,0.60327280899039815,0.82980088258898366,0.16872646887354467,0,{"$f":"IFERROR(PERCENTRANK(_xlfn._xlws.FILTER($AD$4:$AD$547,$AD$4:$AD$547<>\"\"),AD53),\"\")","v":""},0.93600000000000005,0.80900000000000005,0.83699999999999997]
["DKI Jakarta","DKI Jakarta","Kota Adm. Jakarta Pusat",1079995,2022,null,null,null,null,null,null,null,{"$error":"#N/A"},1,{"$f":"IFERROR(INDEX('SISPSN 2023'!H$3:H$442,MATCH($C54,'SISPSN 2023'!$J$3:$J$442,0)),\"\")","v":2023},{"$f":"IFERROR(INDEX('SISPSN 2023'!I$3:I$442,MATCH($C54,'SISPSN 2023'!$J$3:$J$442,0)),\"\")","v":"DKI Jakarta"},{"$f":"IFERROR(INDEX('SISPSN 2023'!J$3:J$442,MATCH($C54,'SISPSN 2023'!$J$3:$J$442,0)),\"\")","v":"Kota Adm. Jakarta Pusat"},{"$f":"IFERROR(INDEX('SISPSN 2023'!K$3:K$442,MATCH($C54,'SISPSN 2023'!$J$3:$J$442,0)),\"\")","v":311242.8},{"$f":"IFERROR(INDEX('SISPSN 2023'!L$3:L$442,MATCH($C54,'SISPSN 2023'!$J$3:$J$442,0)),\"\")","v":84388.44},{"$f":"IFERROR(INDEX('SISPSN 2023'!M$3:M$442,MATCH($C54,'SISPSN 2023'!$J$3:$J$442,0)),\"\")","v":27.11},{"$f":"IFERROR(INDEX('SISPSN 2023'!N$3:N$442,MATCH($C54,'SISPSN 2023'!$J$3:$J$442,0)),\"\")","v":225314.69},{"$f":"IFERROR(INDEX('SISPSN 2023'!O$3:O$442,MATCH($C54,'SISPSN 2023'!$J$3:$J$442,0)),\"\")","v":72.39},{"$f":"IFERROR(INDEX('SISPSN 2023'!P$3:P$442,MATCH($C54,'SISPSN 2023'!$J$3:$J$442,0)),\"\")","v":309703.12},{"$f":"IFERROR(INDEX('SISPSN 2023'!Q$3:Q$442,MATCH($C54,'SISPSN 2023'!$J$3:$J$442,0)),\"\")","v":99.51},{"$f":"IFERROR(INDEX('SISPSN 2023'!R$3:R$442,MATCH($C54,'SISPSN 2023'!$J$3:$J$442,0)),\"\")","v":60784.63},{"$f":"IFERROR(INDEX('SISPSN 2023'!S$3:S$442,MATCH($C54,'SISPSN 2023'!$J$3:$J$442,0)),\"\")","v":0},{"$f":"IFERROR(INDEX('SISPSN 2023'!T$3:T$442,MATCH($C54,'SISPSN 2023'!$J$3:$J$442,0)),\"\")","v":19.53},{"$f":"IFERROR(INDEX('SISPSN 2023'!U$3:U$442,MATCH($C54,'SISPSN 2023'!$J$3:$J$442,0)),\"\")","v":"P 2"},null,0.78955921092227277,0.21407618135218409,0.57157720225366337,0.7856533582378965,0.15419815172913981,0,{"$f":"IFERROR(PERCENTRANK(_xlfn._xlws.FILTER($AD$4:$AD$547,$AD$4:$AD$547<>\"\"),AD54),\"\")","v":""},0.94099999999999995,0.82299999999999995,0.82799999999999996]
["DKI Jakarta","DKI Jakarta","Kota Adm. Jakarta Selatan",2244623,2022,null,null,null,null,null,null,null,{"$error":"#N/A"},1,{"$f":"IFERROR(INDEX('SISPSN 2023'!H$3:H$442,MATCH($C55,'SISPSN 2023'!$J$3:$J$442,0)),\"\")","v":2023},{"$f":"IFERROR(INDEX('SISPSN 2023'!I$3:I$442,MATCH($C55,'SISPSN 2023'!$J$3:$J$442,0)),\"\")","v":"DKI Jakarta"},{"$f":"IFERROR(INDEX('SISPSN 2023'!J$3:J$442,MATCH($C55,'SISPSN 2023'!$J$3:$J$442,0)),\"\")","v":"Kota Adm. Jakarta Selatan"},{"$f":"IFERROR(INDEX('SISPSN 2023'!K$3:K$442,MATCH($C55,'SISPSN 2023'!$J$3:$J$442,0)),\"\")","v":719463.79},{"$f":"IFERROR(INDEX('SISPSN 2023'!L$3:L$442,MATCH($C55,'SISPSN 2023'!$J$3:$J$442,0)),\"\")","v":194869.51},{"$f":"IFERROR(INDEX('SISPSN 2023'!M$3:M$442,MATCH($C55,'SISPSN 2023'!$J$3:$J$442,0)),\"\")","v":27.09},{"$f":"IFERROR(INDEX('SISPSN 2023'!N$3:N$442,MATCH($C55,'SISPSN 2023'!$J$3:$J$442,0)),\"\")","v":523493.94},{"$f":"IFERROR(INDEX('SISPSN 2023'!O$3:O$442,MATCH($C55,'SISPSN 2023'!$J$3:$J$442,0)),\"\")","v":72.760000000000005},{"$f":"IFERROR(INDEX('SISPSN 2023'!P$3:P$442,MATCH($C55,'SISPSN 2023'!$J$3:$J$442,0)),\"\")","v":718363.45},{"$f":"IFERROR(INDEX('SISPSN 2023'!Q$3:Q$442,MATCH($C55,'SISPSN 2023'!$J$3:$J$442,0)),\"\")","v":99.85},{"$f":"IFERROR(INDEX('SISPSN 2023'!R$3:R$442,MATCH($C55,'SISPSN 2023'!$J$3:$J$442,0)),\"\")","v":163550.34},{"$f":"IFERROR(INDEX('SISPSN 2023'!S$3:S$442,MATCH($C55,'SISPSN 2023'!$J$3:$J$442,0)),\"\")","v":0},{"$f":"IFERROR(INDEX('SISPSN 2023'!T$3:T$442,MATCH($C55,'SISPSN 2023'!$J$3:$J$442,0)),\"\")","v":22.73},{"$f":"IFERROR(INDEX('SISPSN 2023'!U$3:U$442,MATCH($C55,'SISPSN 2023'!$J$3:$J$442,0)),\"\")","v":"P 2"},null,0.87815801193914378,0.23785244492868096,0.63896252181446045,0.87681496674314152,0.19962511445693606,0,{"$f":"IFERROR(PERCENTRANK(_xlfn._xlws.FILTER($AD$4:$AD$547,$AD$4:$AD$547<>\"\"),AD55),\"\")","v":""},0.93899999999999995,0.83399999999999996,0.88100000000000001]
["DKI Jakarta","DKI Jakarta","Kota Adm. Jakarta Timur",3083883,2022,null,null,null,null,null,null,null,{"$error":"#N/A"},1,{"$f":"IFERROR(INDEX('SISPSN 2023'!H$3:H$442,MATCH($C56,'SISPSN 2023'!$J$3:$J$442,0)),\"\")","v":2023},{"$f":"IFERROR(INDEX('SISPSN 2023'!I$3:I$442,MATCH($C56,'SISPSN 2023'!$J$3:$J$442,0)),\"\")","v":"DKI Jakarta"},{"$f":"IFERROR(INDEX('SISPSN 2023'!J$3:J$442,MATCH($C56,'SISPSN 2023'!$J$3:$J$442,0)),\"\")","v":"Kota Adm. Jakarta Timur"},{"$f":"IFERROR(INDEX('SISPSN 2023'!K$3:K$442,MATCH($C56,'SISPSN 2023'!$J$3:$J$442,0)),\"\")","v":851613.56},{"$f":"IFERROR(INDEX('SISPSN 2023'!L$3:L$442,MATCH($C56,'SISPSN 2023'!$J$3:$J$442,0)),\"\")","v":232200.21},{"$f":"IFERROR(INDEX('SISPSN 2023'!M$3:M$442,MATCH($C56,'SISPSN 2023'!$J$3:$J$442,0)),\"\")","v":27.27},{"$f":"IFERROR(INDEX('SISPSN 2023'!N$3:N$442,MATCH($C56,'SISPSN 2023'!$J$3:$J$442,0)),\"\")","v":618557.81999999995},{"$f":"IFERROR(INDEX('SISPSN 2023'!O$3:O$442,MATCH($C56,'SISPSN 2023'!$J$3:$J$442,0)),\"\")","v":72.63},{"$f":"IFERROR(INDEX('SISPSN 2023'!P$3:P$442,MATCH($C56,'SISPSN 2023'!$J$3:$J$442,0)),\"\")","v":850758.03},{"$f":"IFERROR(INDEX('SISPSN 2023'!Q$3:Q$442,MATCH($C56,'SISPSN 2023'!$J$3:$J$442,0)),\"\")","v":99.9},{"$f":"IFERROR(INDEX('SISPSN 2023'!R$3:R$442,MATCH($C56,'SISPSN 2023'!$J$3:$J$442,0)),\"\")","v":207464.22},{"$f":"IFERROR(INDEX('SISPSN 2023'!S$3:S$442,MATCH($C56,'SISPSN 2023'!$J$3:$J$442,0)),\"\")","v":9007.82},{"$f":"IFERROR(INDEX('SISPSN 2023'!T$3:T$442,MATCH($C56,'SISPSN 2023'!$J$3:$J$442,0)),\"\")","v":25.42},{"$f":"IFERROR(INDEX('SISPSN 2023'!U$3:U$442,MATCH($C56,'SISPSN 2023'!$J$3:$J$442,0)),\"\")","v":"P 2"},null,0.75657469353293827,0.20628699561692501,0.54952764385163433,0.75581463946855942,0.18431150704733976,8.0025600530595972E-3,{"$f":"IFERROR(PERCENTRANK(_xlfn._xlws.FILTER($AD$4:$AD$547,$AD$4:$AD$547<>\"\"),AD56),\"\")","v":""},0.95499999999999996,0.83099999999999996,0.93]
["DKI Jakarta","DKI Jakarta","Kota Adm. Jakarta Utara",1793550,2022,null,null,null,null,null,null,null,{"$error":"#N/A"},1,{"$f":"IFERROR(INDEX('SISPSN 2023'!H$3:H$442,MATCH($C57,'SISPSN 2023'!$J$3:$J$442,0)),\"\")","v":2023},{"$f":"IFERROR(INDEX('SISPSN 2023'!I$3:I$442,MATCH($C57,'SISPSN 2023'!$J$3:$J$442,0)),\"\")","v":"DKI Jakarta"},{"$f":"IFERROR(INDEX('SISPSN 2023'!J$3:J$442,MATCH($C57,'SISPSN 2023'!$J$3:$J$442,0)),\"\")","v":"Kota Adm. Jakarta Utara"},{"$f":"IFERROR(INDEX('SISPSN 2023'!K$3:K$442,MATCH($C57,'SISPSN 2023'!$J$3:$J$442,0)),\"\")","v":504560.46},{"$f":"IFERROR(INDEX('SISPSN 2023'!L$3:L$442,MATCH($C57,'SISPSN 2023'!$J$3:$J$442,0)),\"\")","v":136316.22},{"$f":"IFERROR(INDEX('SISPSN 2023'!M$3:M$442,MATCH($C57,'SISPSN 2023'!$J$3:$J$442,0)),\"\")","v":27.02},{"$f":"IFERROR(INDEX('SISPSN 2023'!N$3:N$442,MATCH($C57,'SISPSN 2023'!$J$3:$J$442,0)),\"\")","v":366058.51},{"$f":"IFERROR(INDEX('SISPSN 2023'!O$3:O$442,MATCH($C57,'SISPSN 2023'!$J$3:$J$442,0)),\"\")","v":72.55},{"$f":"IFERROR(INDEX('SISPSN 2023'!P$3:P$442,MATCH($C57,'SISPSN 2023'!$J$3:$J$442,0)),\"\")","v":502374.72},{"$f":"IFERROR(INDEX('SISPSN 2023'!Q$3:Q$442,MATCH($C57,'SISPSN 2023'!$J$3:$J$442,0)),\"\")","v":99.57},{"$f":"IFERROR(INDEX('SISPSN 2023'!R$3:R$442,MATCH($C57,'SISPSN 2023'!$J$3:$J$442,0)),\"\")","v":93591.42},{"$f":"IFERROR(INDEX('SISPSN 2023'!S$3:S$442,MATCH($C57,'SISPSN 2023'!$J$3:$J$442,0)),\"\")","v":0},{"$f":"IFERROR(INDEX('SISPSN 2023'!T$3:T$442,MATCH($C57,'SISPSN 2023'!$J$3:$J$442,0)),\"\")","v":18.55},{"$f":"IFERROR(INDEX('SISPSN 2023'!U$3:U$442,MATCH($C57,'SISPSN 2023'!$J$3:$J$442,0)),\"\")","v":"P 2"},null,0.77073815876754714,0.20822898491283262,0.55917037573374606,0.76739934537114152,0.14296498526111259,0,{"$f":"IFERROR(PERCENTRANK(_xlfn._xlws.FILTER($AD$4:$AD$547,$AD$4:$AD$547<>\"\"),AD57),\"\")","v":""},0.93,0.82799999999999996,0.80600000000000005]
["DKI Jakarta","DKI Jakarta","Kab. Adm. Kep. Seribu",28925,2022,null,null,null,null,null,null,null,{"$error":"#N/A"},1,{"$f":"IFERROR(INDEX('SISPSN 2023'!H$3:H$442,MATCH($C58,'SISPSN 2023'!$J$3:$J$442,0)),\"\")","v":2023},{"$f":"IFERROR(INDEX('SISPSN 2023'!I$3:I$442,MATCH($C58,'SISPSN 2023'!$J$3:$J$442,0)),\"\")","v":"DKI Jakarta"},{"$f":"IFERROR(INDEX('SISPSN 2023'!J$3:J$442,MATCH($C58,'SISPSN 2023'!$J$3:$J$442,0)),\"\")","v":"Kab. Adm. Kep. Seribu"},{"$f":"IFERROR(INDEX('SISPSN 2023'!K$3:K$442,MATCH($C58,'SISPSN 2023'!$J$3:$J$442,0)),\"\")","v":6634.27},{"$f":"IFERROR(INDEX('SISPSN 2023'!L$3:L$442,MATCH($C58,'SISPSN 2023'!$J$3:$J$442,0)),\"\")","v":1805.59},{"$f":"IFERROR(INDEX('SISPSN 2023'!M$3:M$442,MATCH($C58,'SISPSN 2023'!$J$3:$J$442,0)),\"\")","v":27.22},{"$f":"IFERROR(INDEX('SISPSN 2023'!N$3:N$442,MATCH($C58,'SISPSN 2023'!$J$3:$J$442,0)),\"\")","v":4785.3100000000004},{"$f":"IFERROR(INDEX('SISPSN 2023'!O$3:O$442,MATCH($C58,'SISPSN 2023'!$J$3:$J$442,0)),\"\")","v":72.13},{"$f":"IFERROR(INDEX('SISPSN 2023'!P$3:P$442,MATCH($C58,'SISPSN 2023'!$J$3:$J$442,0)),\"\")","v":6590.9},{"$f":"IFERROR(INDEX('SISPSN 2023'!Q$3:Q$442,MATCH($C58,'SISPSN 2023'!$J$3:$J$442,0)),\"\")","v":99.35},{"$f":"IFERROR(INDEX('SISPSN 2023'!R$3:R$442,MATCH($C58,'SISPSN 2023'!$J$3:$J$442,0)),\"\")","v":1506.14},{"$f":"IFERROR(INDEX('SISPSN 2023'!S$3:S$442,MATCH($C58,'SISPSN 2023'!$J$3:$J$442,0)),\"\")","v":1864.98},{"$f":"IFERROR(INDEX('SISPSN 2023'!T$3:T$442,MATCH($C58,'SISPSN 2023'!$J$3:$J$442,0)),\"\")","v":50.81},{"$f":"IFERROR(INDEX('SISPSN 2023'!U$3:U$442,MATCH($C58,'SISPSN 2023'!$J$3:$J$442,0)),\"\")","v":"P 2"},null,0.62838659262855046,0.17102236535205598,0.45325629580516452,0.62427866115722053,0.14265897870022851,0.17664768354625213,{"$f":"IFERROR(PERCENTRANK(_xlfn._xlws.FILTER($AD$4:$AD$547,$AD$4:$AD$547<>\"\"),AD58),\"\")","v":""},0.95,0.81200000000000006,0.99399999999999999]
["DKI Jakarta","total","total",10679951,2022,null,null,null,null,null,null,null,{"$error":"#N/A"},0,{"$f":"IFERROR(INDEX('SISPSN 2023'!H$3:H$442,MATCH($C59,'SISPSN 2023'!$J$3:$J$442,0)),\"\")","v":""},{"$f":"IFERROR(INDEX('SISPSN 2023'!I$3:I$442,MATCH($C59,'SISPSN 2023'!$J$3:$J$442,0)),\"\")","v":""},{"$f":"IFERROR(INDEX('SISPSN 2023'!J$3:J$442,MATCH($C59,'SISPSN 2023'!$J$3:$J$442,0)),\"\")","v":""},{"$f":"IFERROR(INDEX('SISPSN 2023'!K$3:K$442,MATCH($C59,'SISPSN 2023'!$J$3:$J$442,0)),\"\")","v":""},{"$f":"IFERROR(INDEX('SISPSN 2023'!L$3:L$442,MATCH($C59,'SISPSN 2023'!$J$3:$J$442,0)),\"\")","v":""},{"$f":"IFERROR(INDEX('SISPSN 2023'!M$3:M$442,MATCH($C59,'SISPSN 2023'!$J$3:$J$442,0)),\"\")","v":""},{"$f":"IFERROR(INDEX('SISPSN 2023'!N$3:N$442,MATCH($C59,'SISPSN 2023'!$J$3:$J$442,0)),\"\")","v":""},{"$f":"IFERROR(INDEX('SISPSN 2023'!O$3:O$442,MATCH($C59,'SISPSN 2023'!$J$3:$J$442,0)),\"\")","v":""},{"$f":"IFERROR(INDEX('SISPSN 2023'!P$3:P$442,MATCH($C59,'SISPSN 2023'!$J$3:$J$442,0)),\"\")","v":""},{"$f":"IFERROR(INDEX('SISPSN 2023'!Q$3:Q$442,MATCH($C59,'SISPSN 2023'!$J$3:$J$442,0)),\"\")","v":""},{"$f":"IFERROR(INDEX('SISPSN 2023'!R$3:R$442,MATCH($C59,'SISPSN 2023'!$J$3:$J$442,0)),\"\")","v":""},{"$f":"IFERROR(INDEX('SISPSN 2023'!S$3:S$442,MATCH($C59,'SISPSN 2023'!$J$3:$J$442,0)),\"\")","v":""},{"$f":"IFERROR(INDEX('SISPSN 2023'!T$3:T$442,MATCH($C59,'SISPSN 2023'!$J$3:$J$442,0)),\"\")","v":""},{"$f":"IFERROR(INDEX('SISPSN 2023'!U$3:U$442,MATCH($C59,'SISPSN 2023'!$J$3:$J$442,0)),\"\")","v":""},null,{"$error":"#VALUE!"},{"$error":"#VALUE!"},{"$error":"#VALUE!"},{"$error":"#VALUE!"},{"$error":"#VALUE!"},{"$error":"#VALUE!"},{"$f":"IFERROR(PERCENTRANK(_xlfn._xlws.FILTER($AD$4:$AD$547,$AD$4:$AD$547<>\"\"),AD59),\"\")","v":""},{"$error":"#VALUE!"},{"$error":"#VALUE!"},{"$error":"#VALUE!"}]
["Gorontalo","Gorontalo","Boalemo",148526,2022,null,null,null,null,null,null,null,{"$error":"#N/A"},0,{"$f":"IFERROR(INDEX('SISPSN 2023'!H$3:H$442,MATCH($C60,'SISPSN 2023'!$J$3:$J$442,0)),\"\")","v":""},{"$f":"IFERROR(INDEX('SISPSN 2023'!I$3:I$442,MATCH($C60,'SISPSN 2023'!$J$3:$J$442,0)),\"\")","v":""},{"$f":"IFERROR(INDEX('SISPSN 2023'!J$3:J$442,MATCH($C60,'SISPSN 2023'!$J$3:$J$442,0)),\"\")","v":""},{"$f":"IFERROR(INDEX('SISPSN 2023'!K$3:K$442,MATCH($C60,'SISPSN 2023'!$J$3:$J$442,0)),\"\")","v":""},{"$f":"IFERROR(INDEX('SISPSN 2023'!L$3:L$442,MATCH($C60,'SISPSN 2023'!$J$3:$J$442,0)),\"\")","v":""},{"$f":"IFERROR(INDEX('SISPSN 2023'!M$3:M$442,MATCH($C60,'SISPSN 2023'!$J$3:$J$442,0)),\"\")","v":""},{"$f":"IFERROR(INDEX('SISPSN 2023'!N$3:N$442,MATCH($C60,'SISPSN 2023'!$J$3:$J$442,0)),\"\")","v":""},{"$f":"IFERROR(INDEX('SISPSN 2023'!O$3:O$442,MATCH($C60,'SISPSN 2023'!$J$3:$J$442,0)),\"\")","v":""},{"$f":"IFERROR(INDEX('SISPSN 2023'!P$3:P$442,MATCH($C60,'SISPSN 2023'!$J$3:$J$442,0)),\"\")","v":""},{"$f":"IFERROR(INDEX('SISPSN 2023'!Q$3:Q$442,MATCH($C60,'SISPSN 2023'!$J$3:$J$442,0)),\"\")","v":""},{"$f":"IFERROR(INDEX('SISPSN 2023'!R$3:R$442,MATCH($C60,'SISPSN 2023'!$J$3:$J$442,0)),\"\")","v":""},{"$f":"IFERROR(INDEX('SISPSN 2023'!S$3:S$442,MATCH($C60,'SISPSN 2023'!$J$3:$J$442,0)),\"\")","v":""},{"$f":"IFERROR(INDEX('SISPSN 2023'!T$3:T$442,MATCH($C60,'SISPSN 2023'!$J$3:$J$442,0)),\"\")","v":""},{"$f":"IFERROR(INDEX('SISPSN 2023'!U$3:U$442,MATCH($C60,'SISPSN 2023'!$J$3:$J$442,0)),\"\")","v":""},null,{"$error":"#VALUE!"},{"$error":"#VALUE!"},{"$error":"#VALUE!"},{"$error":"#VALUE!"},{"$error":"#VALUE!"},{"$error":"#VALUE!"},{"$f":"IFERROR(PERCENTRANK(_xlfn._xlws.FILTER($AD$4:$AD$547,$AD$4:$AD$547<>\"\"),AD60),\"\")","v":""},{"$error":"#VALUE!"},{"$error":"#VALUE!"},{"$error":"#VALUE!"}]
["Gorontalo","Gorontalo","Kab. Bone Bolango",166200,2022,null,null,null,null,null,null,null,{"$error":"#N/A"},1,{"$f":"IFERROR(INDEX('SISPSN 2023'!H$3:H$442,MATCH($C61,'SISPSN 2023'!$J$3:$J$442,0)),\"\")","v":2023},{"$f":"IFERROR(INDEX('SISPSN 2023'!I$3:I$442,MATCH($C61,'SISPSN 2023'!$J$3:$J$442,0)),\"\")","v":"Gorontalo"},{"$f":"IFERROR(INDEX('SISPSN 2023'!J$3:J$442,MATCH($C61,'SISPSN 2023'!$J$3:$J$442,0)),\"\")","v":"Kab. Bone Bolango"},{"$f":"IFERROR(INDEX('SISPSN 2023'!K$3:K$442,MATCH($C61,'SISPSN 2023'!$J$3:$J$442,0)),\"\")","v":20018.79},{"$f":"IFERROR(INDEX('SISPSN 2023'!L$3:L$442,MATCH($C61,'SISPSN 2023'!$J$3:$J$442,0)),\"\")","v":2449.08},{"$f":"IFERROR(INDEX('SISPSN 2023'!M$3:M$442,MATCH($C61,'SISPSN 2023'!$J$3:$J$442,0)),\"\")","v":12.23},{"$f":"IFERROR(INDEX('SISPSN 2023'!N$3:N$442,MATCH($C61,'SISPSN 2023'!$J$3:$J$442,0)),\"\")","v":4554.84},{"$f":"IFERROR(INDEX('SISPSN 2023'!O$3:O$442,MATCH($C61,'SISPSN 2023'!$J$3:$J$442,0)),\"\")","v":22.75},{"$f":"IFERROR(INDEX('SISPSN 2023'!P$3:P$442,MATCH($C61,'SISPSN 2023'!$J$3:$J$442,0)),\"\")","v":7003.92},{"$f":"IFERROR(INDEX('SISPSN 2023'!Q$3:Q$442,MATCH($C61,'SISPSN 2023'!$J$3:$J$442,0)),\"\")","v":34.99},{"$f":"IFERROR(INDEX('SISPSN 2023'!R$3:R$442,MATCH($C61,'SISPSN 2023'!$J$3:$J$442,0)),\"\")","v":344.2},{"$f":"IFERROR(INDEX('SISPSN 2023'!S$3:S$442,MATCH($C61,'SISPSN 2023'!$J$3:$J$442,0)),\"\")","v":152.94},{"$f":"IFERROR(INDEX('SISPSN 2023'!T$3:T$442,MATCH($C61,'SISPSN 2023'!$J$3:$J$442,0)),\"\")","v":2.48},{"$f":"IFERROR(INDEX('SISPSN 2023'!U$3:U$442,MATCH($C61,'SISPSN 2023'!$J$3:$J$442,0)),\"\")","v":"P 2"},null,0.33,4.037189060877306E-2,7.5084318282973142E-2,0.11545620889174621,5.6739693058371655E-3,2.5211413876662873E-3,{"$f":"IFERROR(PERCENTRANK(_xlfn._xlws.FILTER($AD$4:$AD$547,$AD$4:$AD$547<>\"\"),AD61),\"\")","v":""},0.57699999999999996,0.254,0.375]
["Gorontalo","Gorontalo","Kab. Gorontalo",398801,2022,null,null,null,null,null,null,null,{"$error":"#N/A"},1,{"$f":"IFERROR(INDEX('SISPSN 2023'!H$3:H$442,MATCH($C62,'SISPSN 2023'!$J$3:$J$442,0)),\"\")","v":2023},{"$f":"IFERROR(INDEX('SISPSN 2023'!I$3:I$442,MATCH($C62,'SISPSN 2023'!$J$3:$J$442,0)),\"\")","v":"Gorontalo"},{"$f":"IFERROR(INDEX('SISPSN 2023'!J$3:J$442,MATCH($C62,'SISPSN 2023'!$J$3:$J$442,0)),\"\")","v":"Kab. Gorontalo"},{"$f":"IFERROR(INDEX('SISPSN 2023'!K$3:K$442,MATCH($C62,'SISPSN 2023'!$J$3:$J$442,0)),\"\")","v":58224.95},{"$f":"IFERROR(INDEX('SISPSN 2023'!L$3:L$442,MATCH($C62,'SISPSN 2023'!$J$3:$J$442,0)),\"\")","v":497.43},{"$f":"IFERROR(INDEX('SISPSN 2023'!M$3:M$442,MATCH($C62,'SISPSN 2023'!$J$3:$J$442,0)),\"\")","v":0.85},{"$f":"IFERROR(INDEX('SISPSN 2023'!N$3:N$442,MATCH($C62,'SISPSN 2023'!$J$3:$J$442,0)),\"\")","v":7639.45},{"$f":"IFERROR(INDEX('SISPSN 2023'!O$3:O$442,MATCH($C62,'SISPSN 2023'!$J$3:$J$442,0)),\"\")","v":13.12},{"$f":"IFERROR(INDEX('SISPSN 2023'!P$3:P$442,MATCH($C62,'SISPSN 2023'!$J$3:$J$442,0)),\"\")","v":8136.88},{"$f":"IFERROR(INDEX('SISPSN 2023'!Q$3:Q$442,MATCH($C62,'SISPSN 2023'!$J$3:$J$442,0)),\"\")","v":13.97},{"$f":"IFERROR(INDEX('SISPSN 2023'!R$3:R$442,MATCH($C62,'SISPSN 2023'!$J$3:$J$442,0)),\"\")","v":0},{"$f":"IFERROR(INDEX('SISPSN 2023'!S$3:S$442,MATCH($C62,'SISPSN 2023'!$J$3:$J$442,0)),\"\")","v":0},{"$f":"IFERROR(INDEX('SISPSN 2023'!T$3:T$442,MATCH($C62,'SISPSN 2023'!$J$3:$J$442,0)),\"\")","v":0},{"$f":"IFERROR(INDEX('SISPSN 2023'!U$3:U$442,MATCH($C62,'SISPSN 2023'!$J$3:$J$442,0)),\"\")","v":"P 2"},null,0.40000002747963043,3.4172981457123203E-3,5.2482315741434957E-2,5.5899613887147273E-2,0,0,{"$f":"IFERROR(PERCENTRANK(_xlfn._xlws.FILTER($AD$4:$AD$547,$AD$4:$AD$547<>\"\"),AD62),\"\")","v":""},0.24,9.6000000000000002E-2,0]
["Gorontalo","Gorontalo","Gorontalo Utara",128563,2022,null,null,null,null,null,null,null,{"$error":"#N/A"},0,{"$f":"IFERROR(INDEX('SISPSN 2023'!H$3:H$442,MATCH($C63,'SISPSN 2023'!$J$3:$J$442,0)),\"\")","v":""},{"$f":"IFERROR(INDEX('SISPSN 2023'!I$3:I$442,MATCH($C63,'SISPSN 2023'!$J$3:$J$442,0)),\"\")","v":""},{"$f":"IFERROR(INDEX('SISPSN 2023'!J$3:J$442,MATCH($C63,'SISPSN 2023'!$J$3:$J$442,0)),\"\")","v":""},{"$f":"IFERROR(INDEX('SISPSN 2023'!K$3:K$442,MATCH($C63,'SISPSN 2023'!$J$3:$J$442,0)),\"\")","v":""},{"$f":"IFERROR(INDEX('SISPSN 2023'!L$3:L$442,MATCH($C63,'SISPSN 2023'!$J$3:$J$442,0)),\"\")","v":""},{"$f":"IFERROR(INDEX('SISPSN 2023'!M$3:M$442,MATCH($C63,'SISPSN 2023'!$J$3:$J$442,0)),\"\")","v":""},{"$f":"IFERROR(INDEX('SISPSN 2023'!N$3:N$442,MATCH($C63,'SISPSN 2023'!$J$3:$J$442,0)),\"\")","v":""},{"$f":"IFERROR(INDEX('SISPSN 2023'!O$3:O$442,MATCH($C63,'SISPSN 2023'!$J$3:$J$442,0)),\"\")","v":""},{"$f":"IFERROR(INDEX('SISPSN 2023'!P$3:P$442,MATCH($C63,'SISPSN 2023'!$J$3:$J$442,0)),\"\")","v":""},{"$f":"IFERROR(INDEX('SISPSN 2023'!Q$3:Q$442,MATCH($C63,'SISPSN 2023'!$J$3:$J$442,0)),\"\")","v":""},{"$f":"IFERROR(INDEX('SISPSN 2023'!R$3:R$442,MATCH($C63,'SISPSN 2023'!$J$3:$J$442,0)),\"\")","v":""},{"$f":"IFERROR(INDEX('SISPSN 2023'!S$3:S$442,MATCH($C63,'SISPSN 2023'!$J$3:$J$442,0)),\"\")","v":""},{"$f":"IFERROR(INDEX('SISPSN 2023'!T$3:T$442,MATCH($C63,'SISPSN 2023'!$J$3:$J$442,0)),\"\")","v":""},{"$f":"IFERROR(INDEX('SISPSN 2023'!U$3:U$442,MATCH($C63,'SISPSN 2023'!$J$3:$J$442,0)),\"\")","v":""},null,{"$error":"#VALUE!"},{"$error":"#VALUE!"},{"$error":"#VALUE!"},{"$error":"#VALUE!"},{"$error":"#VALUE!"},{"$error":"#VALUE!"},{"$f":"IFERROR(PERCENTRANK(_xlfn._xlws.FILTER($AD$4:$AD$547,$AD$4:$AD$547<>\"\"),AD63),\"\")","v":""},{"$error":"#VALUE!"},{"$error":"#VALUE!"},{"$error":"#VALUE!"}]
["Gorontalo","Gorontalo","Kota Gorontalo",201350,2022,null,null,null,null,null,null,null,{"$error":"#N/A"},1,{"$f":"IFERROR(INDEX('SISPSN 2023'!H$3:H$442,MATCH($C64,'SISPSN 2023'!$J$3:$J$442,0)),\"\")","v":2023},{"$f":"IFERROR(INDEX('SISPSN 2023'!I$3:I$442,MATCH($C64,'SISPSN 2023'!$J$3:$J$442,0)),\"\")","v":"Gorontalo"},{"$f":"IFERROR(INDEX('SISPSN 2023'!J$3:J$442,MATCH($C64,'SISPSN 2023'!$J$3:$J$442,0)),\"\")","v":"Kota Gorontalo"},{"$f":"IFERROR(INDEX('SISPSN 2023'!K$3:K$442,MATCH($C64,'SISPSN 2023'!$J$3:$J$442,0)),\"\")","v":51918.879999999997},{"$f":"IFERROR(INDEX('SISPSN 2023'!L$3:L$442,MATCH($C64,'SISPSN 2023'!$J$3:$J$442,0)),\"\")","v":12695.38},{"$f":"IFERROR(INDEX('SISPSN 2023'!M$3:M$442,MATCH($C64,'SISPSN 2023'!$J$3:$J$442,0)),\"\")","v":24.45},{"$f":"IFERROR(INDEX('SISPSN 2023'!N$3:N$442,MATCH($C64,'SISPSN 2023'!$J$3:$J$442,0)),\"\")","v":36992.75},{"$f":"IFERROR(INDEX('SISPSN 2023'!O$3:O$442,MATCH($C64,'SISPSN 2023'!$J$3:$J$442,0)),\"\")","v":71.25},{"$f":"IFERROR(INDEX('SISPSN 2023'!P$3:P$442,MATCH($C64,'SISPSN 2023'!$J$3:$J$442,0)),\"\")","v":49688.13},{"$f":"IFERROR(INDEX('SISPSN 2023'!Q$3:Q$442,MATCH($C64,'SISPSN 2023'!$J$3:$J$442,0)),\"\")","v":95.7},{"$f":"IFERROR(INDEX('SISPSN 2023'!R$3:R$442,MATCH($C64,'SISPSN 2023'!$J$3:$J$442,0)),\"\")","v":11239.09},{"$f":"IFERROR(INDEX('SISPSN 2023'!S$3:S$442,MATCH($C64,'SISPSN 2023'!$J$3:$J$442,0)),\"\")","v":383.25},{"$f":"IFERROR(INDEX('SISPSN 2023'!T$3:T$442,MATCH($C64,'SISPSN 2023'!$J$3:$J$442,0)),\"\")","v":22.39},{"$f":"IFERROR(INDEX('SISPSN 2023'!U$3:U$442,MATCH($C64,'SISPSN 2023'!$J$3:$J$442,0)),\"\")","v":"P 2"},null,0.70644900347313178,0.17274329780828721,0.50335237149242618,0.6760956693007133,0.15292787383789558,5.2148000993295258E-3,{"$f":"IFERROR(PERCENTRANK(_xlfn._xlws.FILTER($AD$4:$AD$547,$AD$4:$AD$547<>\"\"),AD64),\"\")","v":""},0.88900000000000001,0.77600000000000002,0.86399999999999999]
["Gorontalo","Gorontalo","Kab. Pohuwato",149297,2022,null,null,null,null,null,null,null,{"$error":"#N/A"},1,{"$f":"IFERROR(INDEX('SISPSN 2023'!H$3:H$442,MATCH($C65,'SISPSN 2023'!$J$3:$J$442,0)),\"\")","v":2023},{"$f":"IFERROR(INDEX('SISPSN 2023'!I$3:I$442,MATCH($C65,'SISPSN 2023'!$J$3:$J$442,0)),\"\")","v":"Gorontalo"},{"$f":"IFERROR(INDEX('SISPSN 2023'!J$3:J$442,MATCH($C65,'SISPSN 2023'!$J$3:$J$442,0)),\"\")","v":"Kab. Pohuwato"},{"$f":"IFERROR(INDEX('SISPSN 2023'!K$3:K$442,MATCH($C65,'SISPSN 2023'!$J$3:$J$442,0)),\"\")","v":21888.32},{"$f":"IFERROR(INDEX('SISPSN 2023'!L$3:L$442,MATCH($C65,'SISPSN 2023'!$J$3:$J$442,0)),\"\")","v":2408.8200000000002},{"$f":"IFERROR(INDEX('SISPSN 2023'!M$3:M$442,MATCH($C65,'SISPSN 2023'!$J$3:$J$442,0)),\"\")","v":11.01},{"$f":"IFERROR(INDEX('SISPSN 2023'!N$3:N$442,MATCH($C65,'SISPSN 2023'!$J$3:$J$442,0)),\"\")","v":3744.43},{"$f":"IFERROR(INDEX('SISPSN 2023'!O$3:O$442,MATCH($C65,'SISPSN 2023'!$J$3:$J$442,0)),\"\")","v":17.11},{"$f":"IFERROR(INDEX('SISPSN 2023'!P$3:P$442,MATCH($C65,'SISPSN 2023'!$J$3:$J$442,0)),\"\")","v":6153.25},{"$f":"IFERROR(INDEX('SISPSN 2023'!Q$3:Q$442,MATCH($C65,'SISPSN 2023'!$J$3:$J$442,0)),\"\")","v":28.11},{"$f":"IFERROR(INDEX('SISPSN 2023'!R$3:R$442,MATCH($C65,'SISPSN 2023'!$J$3:$J$442,0)),\"\")","v":2178.2800000000002},{"$f":"IFERROR(INDEX('SISPSN 2023'!S$3:S$442,MATCH($C65,'SISPSN 2023'!$J$3:$J$442,0)),\"\")","v":597.76},{"$f":"IFERROR(INDEX('SISPSN 2023'!T$3:T$442,MATCH($C65,'SISPSN 2023'!$J$3:$J$442,0)),\"\")","v":12.68},{"$f":"IFERROR(INDEX('SISPSN 2023'!U$3:U$442,MATCH($C65,'SISPSN 2023'!$J$3:$J$442,0)),\"\")","v":"P 2"},null,0.40166915611164322,4.4203881185255353E-2,6.8713452572838854E-2,0.11291733375809421,3.9973277500277328E-2,1.0969400792628025E-2,{"$f":"IFERROR(PERCENTRANK(_xlfn._xlws.FILTER($AD$4:$AD$547,$AD$4:$AD$547<>\"\"),AD65),\"\")","v":""},0.55500000000000005,0.16500000000000001,0.63200000000000001]
["Gorontalo","total","total",1192737,2022,null,null,null,null,null,null,null,{"$error":"#N/A"},0,{"$f":"IFERROR(INDEX('SISPSN 2023'!H$3:H$442,MATCH($C66,'SISPSN 2023'!$J$3:$J$442,0)),\"\")","v":""},{"$f":"IFERROR(INDEX('SISPSN 2023'!I$3:I$442,MATCH($C66,'SISPSN 2023'!$J$3:$J$442,0)),\"\")","v":""},{"$f":"IFERROR(INDEX('SISPSN 2023'!J$3:J$442,MATCH($C66,'SISPSN 2023'!$J$3:$J$442,0)),\"\")","v":""},{"$f":"IFERROR(INDEX('SISPSN 2023'!K$3:K$442,MATCH($C66,'SISPSN 2023'!$J$3:$J$442,0)),\"\")","v":""},{"$f":"IFERROR(INDEX('SISPSN 2023'!L$3:L$442,MATCH($C66,'SISPSN 2023'!$J$3:$J$442,0)),\"\")","v":""},{"$f":"IFERROR(INDEX('SISPSN 2023'!M$3:M$442,MATCH($C66,'SISPSN 2023'!$J$3:$J$442,0)),\"\")","v":""},{"$f":"IFERROR(INDEX('SISPSN 2023'!N$3:N$442,MATCH($C66,'SISPSN 2023'!$J$3:$J$442,0)),\"\")","v":""},{"$f":"IFERROR(INDEX('SISPSN 2023'!O$3:O$442,MATCH($C66,'SISPSN 2023'!$J$3:$J$442,0)),\"\")","v":""},{"$f":"IFERROR(INDEX('SISPSN 2023'!P$3:P$442,MATCH($C66,'SISPSN 2023'!$J$3:$J$442,0)),\"\")","v":""},{"$f":"IFERROR(INDEX('SISPSN 2023'!Q$3:Q$442,MATCH($C66,'SISPSN 2023'!$J$3:$J$442,0)),\"\")","v":""},{"$f":"IFERROR(INDEX('SISPSN 2023'!R$3:R$442,MATCH($C66,'SISPSN 2023'!$J$3:$J$442,0)),\"\")","v":""},{"$f":"IFERROR(INDEX('SISPSN 2023'!S$3:S$442,MATCH($C66,'SISPSN 2023'!$J$3:$J$442,0)),\"\")","v":""},{"$f":"IFERROR(INDEX('SISPSN 2023'!T$3:T$442,MATCH($C66,'SISPSN 2023'!$J$3:$J$442,0)),\"\")","v":""},{"$f":"IFERROR(INDEX('SISPSN 2023'!U$3:U$442,MATCH($C66,'SISPSN 2023'!$J$3:$J$442,0)),\"\")","v":""},null,{"$error":"#VALUE!"},{"$error":"#VALUE!"},{"$error":"#VALUE!"},{"$error":"#VALUE!"},{"$error":"#VALUE!"},{"$error":"#VALUE!"},{"$f":"IFERROR(PERCENTRANK(_xlfn._xlws.FILTER($AD$4:$AD$547,$AD$4:$AD$547<>\"\"),AD66),\"\")","v":""},{"$error":"#VALUE!"},{"$error":"#VALUE!"},{"$error":"#VALUE!"}]
["Jambi","Jambi","Batang Hari",313200,2022,null,"Jambi","Jambi","BATANGHARI",71.61,71.989999999999995,72.5,0.50900000000000001,0,{"$f":"IFERROR(INDEX('SISPSN 2023'!H$3:H$442,MATCH($C67,'SISPSN 2023'!$J$3:$J$442,0)),\"\")","v":""},{"$f":"IFERROR(INDEX('SISPSN 2023'!I$3:I$442,MATCH($C67,'SISPSN 2023'!$J$3:$J$442,0)),\"\")","v":""},{"$f":"IFERROR(INDEX('SISPSN 2023'!J$3:J$442,MATCH($C67,'SISPSN 2023'!$J$3:$J$442,0)),\"\")","v":""},{"$f":"IFERROR(INDEX('SISPSN 2023'!K$3:K$442,MATCH($C67,'SISPSN 2023'!$J$3:$J$442,0)),\"\")","v":""},{"$f":"IFERROR(INDEX('SISPSN 2023'!L$3:L$442,MATCH($C67,'SISPSN 2023'!$J$3:$J$442,0)),\"\")","v":""},{"$f":"IFERROR(INDEX('SISPSN 2023'!M$3:M$442,MATCH($C67,'SISPSN 2023'!$J$3:$J$442,0)),\"\")","v":""},{"$f":"IFERROR(INDEX('SISPSN 2023'!N$3:N$442,MATCH($C67,'SISPSN 2023'!$J$3:$J$442,0)),\"\")","v":""},{"$f":"IFERROR(INDEX('SISPSN 2023'!O$3:O$442,MATCH($C67,'SISPSN 2023'!$J$3:$J$442,0)),\"\")","v":""},{"$f":"IFERROR(INDEX('SISPSN 2023'!P$3:P$442,MATCH($C67,'SISPSN 2023'!$J$3:$J$442,0)),\"\")","v":""},{"$f":"IFERROR(INDEX('SISPSN 2023'!Q$3:Q$442,MATCH($C67,'SISPSN 2023'!$J$3:$J$442,0)),\"\")","v":""},{"$f":"IFERROR(INDEX('SISPSN 2023'!R$3:R$442,MATCH($C67,'SISPSN 2023'!$J$3:$J$442,0)),\"\")","v":""},{"$f":"IFERROR(INDEX('SISPSN 2023'!S$3:S$442,MATCH($C67,'SISPSN 2023'!$J$3:$J$442,0)),\"\")","v":""},{"$f":"IFERROR(INDEX('SISPSN 2023'!T$3:T$442,MATCH($C67,'SISPSN 2023'!$J$3:$J$442,0)),\"\")","v":""},{"$f":"IFERROR(INDEX('SISPSN 2023'!U$3:U$442,MATCH($C67,'SISPSN 2023'!$J$3:$J$442,0)),\"\")","v":""},null,{"$error":"#VALUE!"},{"$error":"#VALUE!"},{"$error":"#VALUE!"},{"$error":"#VALUE!"},{"$error":"#VALUE!"},{"$error":"#VALUE!"},{"$f":"IFERROR(PERCENTRANK(_xlfn._xlws.FILTER($AD$4:$AD$547,$AD$4:$AD$547<>\"\"),AD67),\"\")","v":""},{"$error":"#VALUE!"},{"$error":"#VALUE!"},{"$error":"#VALUE!"}]
["Jambi","Jambi","Kab. Bungo",373300,2022,null,"Jambi","Jambi","BUNGO",72.7,73.08,73.569999999999993,0.61399999999999999,1,{"$f":"IFERROR(INDEX('SISPSN 2023'!H$3:H$442,MATCH($C68,'SISPSN 2023'!$J$3:$J$442,0)),\"\")","v":2023},{"$f":"IFERROR(INDEX('SISPSN 2023'!I$3:I$442,MATCH($C68,'SISPSN 2023'!$J$3:$J$442,0)),\"\")","v":"Jambi"},{"$f":"IFERROR(INDEX('SISPSN 2023'!J$3:J$442,MATCH($C68,'SISPSN 2023'!$J$3:$J$442,0)),\"\")","v":"Kab. Bungo"},{"$f":"IFERROR(INDEX('SISPSN 2023'!K$3:K$442,MATCH($C68,'SISPSN 2023'!$J$3:$J$442,0)),\"\")","v":59014.11},{"$f":"IFERROR(INDEX('SISPSN 2023'!L$3:L$442,MATCH($C68,'SISPSN 2023'!$J$3:$J$442,0)),\"\")","v":13398.6},{"$f":"IFERROR(INDEX('SISPSN 2023'!M$3:M$442,MATCH($C68,'SISPSN 2023'!$J$3:$J$442,0)),\"\")","v":22.7},{"$f":"IFERROR(INDEX('SISPSN 2023'!N$3:N$442,MATCH($C68,'SISPSN 2023'!$J$3:$J$442,0)),\"\")","v":28996.799999999999},{"$f":"IFERROR(INDEX('SISPSN 2023'!O$3:O$442,MATCH($C68,'SISPSN 2023'!$J$3:$J$442,0)),\"\")","v":49.14},{"$f":"IFERROR(INDEX('SISPSN 2023'!P$3:P$442,MATCH($C68,'SISPSN 2023'!$J$3:$J$442,0)),\"\")","v":42395.4},{"$f":"IFERROR(INDEX('SISPSN 2023'!Q$3:Q$442,MATCH($C68,'SISPSN 2023'!$J$3:$J$442,0)),\"\")","v":71.84},{"$f":"IFERROR(INDEX('SISPSN 2023'!R$3:R$442,MATCH($C68,'SISPSN 2023'!$J$3:$J$442,0)),\"\")","v":10304.85},{"$f":"IFERROR(INDEX('SISPSN 2023'!S$3:S$442,MATCH($C68,'SISPSN 2023'!$J$3:$J$442,0)),\"\")","v":7716.52},{"$f":"IFERROR(INDEX('SISPSN 2023'!T$3:T$442,MATCH($C68,'SISPSN 2023'!$J$3:$J$442,0)),\"\")","v":30.54},{"$f":"IFERROR(INDEX('SISPSN 2023'!U$3:U$442,MATCH($C68,'SISPSN 2023'!$J$3:$J$442,0)),\"\")","v":"P 2"},null,0.43311677779449487,9.8335100859054198E-2,0.21281352175524479,0.31114862261429899,7.5629428752811839E-2,5.6633138722023857E-2,{"$f":"IFERROR(PERCENTRANK(_xlfn._xlws.FILTER($AD$4:$AD$547,$AD$4:$AD$547<>\"\"),AD68),\"\")","v":""},0.84799999999999998,0.57699999999999996,0.97199999999999998]
["Jambi","Jambi","Kerinci",253900,2022,null,"Jambi","Jambi","KERINCI",72.72,73.239999999999995,73.77,{"$f":"PERCENTRANK($L$4:$L$548,L69)","v":0.626},{"$f":"IF(O69=\"\",0,1)","v":0},{"$f":"IFERROR(INDEX('SISPSN 2023'!H$3:H$442,MATCH($C69,'SISPSN 2023'!$J$3:$J$442,0)),\"\")","v":""},{"$f":"IFERROR(INDEX('SISPSN 2023'!I$3:I$442,MATCH($C69,'SISPSN 2023'!$J$3:$J$442,0)),\"\")","v":""},{"$f":"IFERROR(INDEX('SISPSN 2023'!J$3:J$442,MATCH($C69,'SISPSN 2023'!$J$3:$J$442,0)),\"\")","v":""},{"$f":"IFERROR(INDEX('SISPSN 2023'!K$3:K$442,MATCH($C69,'SISPSN 2023'!$J$3:$J$442,0)),\"\")","v":""},{"$f":"IFERROR(INDEX('SISPSN 2023'!L$3:L$442,MATCH($C69,'SISPSN 2023'!$J$3:$J$442,0)),\"\")","v":""},{"$f":"IFERROR(INDEX('SISPSN 2023'!M$3:M$442,MATCH($C69,'SISPSN 2023'!$J$3:$J$442,0)),\"\")","v":""},{"$f":"IFERROR(INDEX('SISPSN 2023'!N$3:N$442,MATCH($C69,'SISPSN 2023'!$J$3:$J$442,0)),\"\")","v":""},{"$f":"IFERROR(INDEX('SISPSN 2023'!O$3:O$442,MATCH($C69,'SISPSN 2023'!$J$3:$J$442,0)),\"\")","v":""},{"$f":"IFERROR(INDEX('SISPSN 2023'!P$3:P$442,MATCH($C69,'SISPSN 2023'!$J$3:$J$442,0)),\"\")","v":""},{"$f":"IFERROR(INDEX('SISPSN 2023'!Q$3:Q$442,MATCH($C69,'SISPSN 2023'!$J$3:$J$442,0)),\"\")","v":""},{"$f":"IFERROR(INDEX('SISPSN 2023'!R$3:R$442,MATCH($C69,'SISPSN 2023'!$J$3:$J$442,0)),\"\")","v":""},{"$f":"IFERROR(INDEX('SISPSN 2023'!S$3:S$442,MATCH($C69,'SISPSN 2023'!$J$3:$J$442,0)),\"\")","v":""},{"$f":"IFERROR(INDEX('SISPSN 2023'!T$3:T$442,MATCH($C69,'SISPSN 2023'!$J$3:$J$442,0)),\"\")","v":""},{"$f":"IFERROR(INDEX('SISPSN 2023'!U$3:U$442,MATCH($C69,'SISPSN 2023'!$J$3:$J$442,0)),\"\")","v":""},null,{"$error":"#VALUE!"},{"$error":"#VALUE!"},{"$error":"#VALUE!"},{"$error":"#VALUE!"},{"$error":"#VALUE!"},{"$error":"#VALUE!"},{"$f":"IFERROR(PERCENTRANK(_xlfn._xlws.FILTER($AD$4:$AD$547,$AD$4:$AD$547<>\"\"),AD69),\"\")","v":""},{"$f":"IF(ISBLANK(T69),\"\",PERCENTRANK($T$4:$T$547,T69))","v":{"$error":"#VALUE!"}},{"$f":"IF(ISBLANK(V69),\"\",PERCENTRANK($V$4:$V$547,V69))","v":{"$error":"#VALUE!"}},{"$f":"IF(ISBLANK(AA69),\"\",PERCENTRANK($AA$4:$AA$547,AA69))","v":{"$error":"#VALUE!"}}]
["Jambi","Jambi","Kota Jambi",619600,2022,null,"Jambi","Jambi","KOTA JAMBI",79.94,80.38,80.930000000000007,0.92500000000000004,1,{"$f":"IFERROR(INDEX('SISPSN 2023'!H$3:H$442,MATCH($C70,'SISPSN 2023'!$J$3:$J$442,0)),\"\")","v":2023},{"$f":"IFERROR(INDEX('SISPSN 2023'!I$3:I$442,MATCH($C70,'SISPSN 2023'!$J$3:$J$442,0)),\"\")","v":"Jambi"},{"$f":"IFERROR(INDEX('SISPSN 2023'!J$3:J$442,MATCH($C70,'SISPSN 2023'!$J$3:$J$442,0)),\"\")","v":"Kota Jambi"},{"$f":"IFERROR(INDEX('SISPSN 2023'!K$3:K$442,MATCH($C70,'SISPSN 2023'!$J$3:$J$442,0)),\"\")","v":161897.57999999999},{"$f":"IFERROR(INDEX('SISPSN 2023'!L$3:L$442,MATCH($C70,'SISPSN 2023'!$J$3:$J$442,0)),\"\")","v":24153.69},{"$f":"IFERROR(INDEX('SISPSN 2023'!M$3:M$442,MATCH($C70,'SISPSN 2023'!$J$3:$J$442,0)),\"\")","v":14.92},{"$f":"IFERROR(INDEX('SISPSN 2023'!N$3:N$442,MATCH($C70,'SISPSN 2023'!$J$3:$J$442,0)),\"\")","v":119721.46},{"$f":"IFERROR(INDEX('SISPSN 2023'!O$3:O$442,MATCH($C70,'SISPSN 2023'!$J$3:$J$442,0)),\"\")","v":73.95},{"$f":"IFERROR(INDEX('SISPSN 2023'!P$3:P$442,MATCH($C70,'SISPSN 2023'!$J$3:$J$442,0)),\"\")","v":143875.15},{"$f":"IFERROR(INDEX('SISPSN 2023'!Q$3:Q$442,MATCH($C70,'SISPSN 2023'!$J$3:$J$442,0)),\"\")","v":88.87},{"$f":"IFERROR(INDEX('SISPSN 2023'!R$3:R$442,MATCH($C70,'SISPSN 2023'!$J$3:$J$442,0)),\"\")","v":19000.060000000001},{"$f":"IFERROR(INDEX('SISPSN 2023'!S$3:S$442,MATCH($C70,'SISPSN 2023'!$J$3:$J$442,0)),\"\")","v":0},{"$f":"IFERROR(INDEX('SISPSN 2023'!T$3:T$442,MATCH($C70,'SISPSN 2023'!$J$3:$J$442,0)),\"\")","v":11.74},{"$f":"IFERROR(INDEX('SISPSN 2023'!U$3:U$442,MATCH($C70,'SISPSN 2023'!$J$3:$J$442,0)),\"\")","v":"P 2"},null,0.71587316607267615,0.10680195795785173,0.52938024531956107,0.63618220327741271,8.4013813596045164E-2,0,{"$f":"IFERROR(PERCENTRANK(_xlfn._xlws.FILTER($AD$4:$AD$547,$AD$4:$AD$547<>\"\"),AD70),\"\")","v":""},0.65700000000000003,0.86699999999999999,0.61299999999999999]
["Jambi","Jambi","Kota Sungai Penuh",99200,2022,null,"Jambi","Jambi","KOTA SUNGAI PENUH",76.3,76.75,77.2,0.83499999999999996,1,{"$f":"IFERROR(INDEX('SISPSN 2023'!H$3:H$442,MATCH($C71,'SISPSN 2023'!$J$3:$J$442,0)),\"\")","v":2023},{"$f":"IFERROR(INDEX('SISPSN 2023'!I$3:I$442,MATCH($C71,'SISPSN 2023'!$J$3:$J$442,0)),\"\")","v":"Jambi"},{"$f":"IFERROR(INDEX('SISPSN 2023'!J$3:J$442,MATCH($C71,'SISPSN 2023'!$J$3:$J$442,0)),\"\")","v":"Kota Sungai Penuh"},{"$f":"IFERROR(INDEX('SISPSN 2023'!K$3:K$442,MATCH($C71,'SISPSN 2023'!$J$3:$J$442,0)),\"\")","v":18405.310000000001},{"$f":"IFERROR(INDEX('SISPSN 2023'!L$3:L$442,MATCH($C71,'SISPSN 2023'!$J$3:$J$442,0)),\"\")","v":2366.12},{"$f":"IFERROR(INDEX('SISPSN 2023'!M$3:M$442,MATCH($C71,'SISPSN 2023'!$J$3:$J$442,0)),\"\")","v":12.86},{"$f":"IFERROR(INDEX('SISPSN 2023'!N$3:N$442,MATCH($C71,'SISPSN 2023'!$J$3:$J$442,0)),\"\")","v":13140},{"$f":"IFERROR(INDEX('SISPSN 2023'!O$3:O$442,MATCH($C71,'SISPSN 2023'!$J$3:$J$442,0)),\"\")","v":71.39},{"$f":"IFERROR(INDEX('SISPSN 2023'!P$3:P$442,MATCH($C71,'SISPSN 2023'!$J$3:$J$442,0)),\"\")","v":15506.12},{"$f":"IFERROR(INDEX('SISPSN 2023'!Q$3:Q$442,MATCH($C71,'SISPSN 2023'!$J$3:$J$442,0)),\"\")","v":84.25},{"$f":"IFERROR(INDEX('SISPSN 2023'!R$3:R$442,MATCH($C71,'SISPSN 2023'!$J$3:$J$442,0)),\"\")","v":2354.98},{"$f":"IFERROR(INDEX('SISPSN 2023'!S$3:S$442,MATCH($C71,'SISPSN 2023'!$J$3:$J$442,0)),\"\")","v":0},{"$f":"IFERROR(INDEX('SISPSN 2023'!T$3:T$442,MATCH($C71,'SISPSN 2023'!$J$3:$J$442,0)),\"\")","v":12.8},{"$f":"IFERROR(INDEX('SISPSN 2023'!U$3:U$442,MATCH($C71,'SISPSN 2023'!$J$3:$J$442,0)),\"\")","v":"P 2"},null,0.50832164162616,6.5347989394608924E-2,0.36290322580645162,0.42825121520106052,6.5040322580645155E-2,0,{"$f":"IFERROR(PERCENTRANK(_xlfn._xlws.FILTER($AD$4:$AD$547,$AD$4:$AD$547<>\"\"),AD71),\"\")","v":""},0.59099999999999997,0.77900000000000003,0.64300000000000002]
["Jambi","Jambi","Merangin",357600,2022,null,"Jambi","Jambi","MERANGIN",70.55,70.98,71.81,0.42799999999999999,0,{"$f":"IFERROR(INDEX('SISPSN 2023'!H$3:H$442,MATCH($C72,'SISPSN 2023'!$J$3:$J$442,0)),\"\")","v":""},{"$f":"IFERROR(INDEX('SISPSN 2023'!I$3:I$442,MATCH($C72,'SISPSN 2023'!$J$3:$J$442,0)),\"\")","v":""},{"$f":"IFERROR(INDEX('SISPSN 2023'!J$3:J$442,MATCH($C72,'SISPSN 2023'!$J$3:$J$442,0)),\"\")","v":""},{"$f":"IFERROR(INDEX('SISPSN 2023'!K$3:K$442,MATCH($C72,'SISPSN 2023'!$J$3:$J$442,0)),\"\")","v":""},{"$f":"IFERROR(INDEX('SISPSN 2023'!L$3:L$442,MATCH($C72,'SISPSN 2023'!$J$3:$J$442,0)),\"\")","v":""},{"$f":"IFERROR(INDEX('SISPSN 2023'!M$3:M$442,MATCH($C72,'SISPSN 2023'!$J$3:$J$442,0)),\"\")","v":""},{"$f":"IFERROR(INDEX('SISPSN 2023'!N$3:N$442,MATCH($C72,'SISPSN 2023'!$J$3:$J$442,0)),\"\")","v":""},{"$f":"IFERROR(INDEX('SISPSN 2023'!O$3:O$442,MATCH($C72,'SISPSN 2023'!$J$3:$J$442,0)),\"\")","v":""},{"$f":"IFERROR(INDEX('SISPSN 2023'!P$3:P$442,MATCH($C72,'SISPSN 2023'!$J$3:$J$442,0)),\"\")","v":""},{"$f":"IFERROR(INDEX('SISPSN 2023'!Q$3:Q$442,MATCH($C72,'SISPSN 2023'!$J$3:$J$442,0)),\"\")","v":""},{"$f":"IFERROR(INDEX('SISPSN 2023'!R$3:R$442,MATCH($C72,'SISPSN 2023'!$J$3:$J$442,0)),\"\")","v":""},{"$f":"IFERROR(INDEX('SISPSN 2023'!S$3:S$442,MATCH($C72,'SISPSN 2023'!$J$3:$J$442,0)),\"\")","v":""},{"$f":"IFERROR(INDEX('SISPSN 2023'!T$3:T$442,MATCH($C72,'SISPSN 2023'!$J$3:$J$442,0)),\"\")","v":""},{"$f":"IFERROR(INDEX('SISPSN 2023'!U$3:U$442,MATCH($C72,'SISPSN 2023'!$J$3:$J$442,0)),\"\")","v":""},null,{"$error":"#VALUE!"},{"$error":"#VALUE!"},{"$error":"#VALUE!"},{"$error":"#VALUE!"},{"$error":"#VALUE!"},{"$error":"#VALUE!"},{"$f":"IFERROR(PERCENTRANK(_xlfn._xlws.FILTER($AD$4:$AD$547,$AD$4:$AD$547<>\"\"),AD72),\"\")","v":""},{"$error":"#VALUE!"},{"$error":"#VALUE!"},{"$error":"#VALUE!"}]
["Jambi","Jambi","Muaro Jambi",412800,2022,null,"Jambi","Jambi","MUARO JAMBI",70.790000000000006,71.41,72.260000000000005,0.47799999999999998,0,{"$f":"IFERROR(INDEX('SISPSN 2023'!H$3:H$442,MATCH($C73,'SISPSN 2023'!$J$3:$J$442,0)),\"\")","v":""},{"$f":"IFERROR(INDEX('SISPSN 2023'!I$3:I$442,MATCH($C73,'SISPSN 2023'!$J$3:$J$442,0)),\"\")","v":""},{"$f":"IFERROR(INDEX('SISPSN 2023'!J$3:J$442,MATCH($C73,'SISPSN 2023'!$J$3:$J$442,0)),\"\")","v":""},{"$f":"IFERROR(INDEX('SISPSN 2023'!K$3:K$442,MATCH($C73,'SISPSN 2023'!$J$3:$J$442,0)),\"\")","v":""},{"$f":"IFERROR(INDEX('SISPSN 2023'!L$3:L$442,MATCH($C73,'SISPSN 2023'!$J$3:$J$442,0)),\"\")","v":""},{"$f":"IFERROR(INDEX('SISPSN 2023'!M$3:M$442,MATCH($C73,'SISPSN 2023'!$J$3:$J$442,0)),\"\")","v":""},{"$f":"IFERROR(INDEX('SISPSN 2023'!N$3:N$442,MATCH($C73,'SISPSN 2023'!$J$3:$J$442,0)),\"\")","v":""},{"$f":"IFERROR(INDEX('SISPSN 2023'!O$3:O$442,MATCH($C73,'SISPSN 2023'!$J$3:$J$442,0)),\"\")","v":""},{"$f":"IFERROR(INDEX('SISPSN 2023'!P$3:P$442,MATCH($C73,'SISPSN 2023'!$J$3:$J$442,0)),\"\")","v":""},{"$f":"IFERROR(INDEX('SISPSN 2023'!Q$3:Q$442,MATCH($C73,'SISPSN 2023'!$J$3:$J$442,0)),\"\")","v":""},{"$f":"IFERROR(INDEX('SISPSN 2023'!R$3:R$442,MATCH($C73,'SISPSN 2023'!$J$3:$J$442,0)),\"\")","v":""},{"$f":"IFERROR(INDEX('SISPSN 2023'!S$3:S$442,MATCH($C73,'SISPSN 2023'!$J$3:$J$442,0)),\"\")","v":""},{"$f":"IFERROR(INDEX('SISPSN 2023'!T$3:T$442,MATCH($C73,'SISPSN 2023'!$J$3:$J$442,0)),\"\")","v":""},{"$f":"IFERROR(INDEX('SISPSN 2023'!U$3:U$442,MATCH($C73,'SISPSN 2023'!$J$3:$J$442,0)),\"\")","v":""},null,{"$error":"#VALUE!"},{"$error":"#VALUE!"},{"$error":"#VALUE!"},{"$error":"#VALUE!"},{"$error":"#VALUE!"},{"$error":"#VALUE!"},{"$f":"IFERROR(PERCENTRANK(_xlfn._xlws.FILTER($AD$4:$AD$547,$AD$4:$AD$547<>\"\"),AD73),\"\")","v":""},{"$error":"#VALUE!"},{"$error":"#VALUE!"},{"$error":"#VALUE!"}]
["Jambi","Jambi","Sarolangun",298100,2022,null,"Jambi","Jambi","SAROLANGUN",72.02,72.66,73.05,0.55600000000000005,0,{"$f":"IFERROR(INDEX('SISPSN 2023'!H$3:H$442,MATCH($C74,'SISPSN 2023'!$J$3:$J$442,0)),\"\")","v":""},{"$f":"IFERROR(INDEX('SISPSN 2023'!I$3:I$442,MATCH($C74,'SISPSN 2023'!$J$3:$J$442,0)),\"\")","v":""},{"$f":"IFERROR(INDEX('SISPSN 2023'!J$3:J$442,MATCH($C74,'SISPSN 2023'!$J$3:$J$442,0)),\"\")","v":""},{"$f":"IFERROR(INDEX('SISPSN 2023'!K$3:K$442,MATCH($C74,'SISPSN 2023'!$J$3:$J$442,0)),\"\")","v":""},{"$f":"IFERROR(INDEX('SISPSN 2023'!L$3:L$442,MATCH($C74,'SISPSN 2023'!$J$3:$J$442,0)),\"\")","v":""},{"$f":"IFERROR(INDEX('SISPSN 2023'!M$3:M$442,MATCH($C74,'SISPSN 2023'!$J$3:$J$442,0)),\"\")","v":""},{"$f":"IFERROR(INDEX('SISPSN 2023'!N$3:N$442,MATCH($C74,'SISPSN 2023'!$J$3:$J$442,0)),\"\")","v":""},{"$f":"IFERROR(INDEX('SISPSN 2023'!O$3:O$442,MATCH($C74,'SISPSN 2023'!$J$3:$J$442,0)),\"\")","v":""},{"$f":"IFERROR(INDEX('SISPSN 2023'!P$3:P$442,MATCH($C74,'SISPSN 2023'!$J$3:$J$442,0)),\"\")","v":""},{"$f":"IFERROR(INDEX('SISPSN 2023'!Q$3:Q$442,MATCH($C74,'SISPSN 2023'!$J$3:$J$442,0)),\"\")","v":""},{"$f":"IFERROR(INDEX('SISPSN 2023'!R$3:R$442,MATCH($C74,'SISPSN 2023'!$J$3:$J$442,0)),\"\")","v":""},{"$f":"IFERROR(INDEX('SISPSN 2023'!S$3:S$442,MATCH($C74,'SISPSN 2023'!$J$3:$J$442,0)),\"\")","v":""},{"$f":"IFERROR(INDEX('SISPSN 2023'!T$3:T$442,MATCH($C74,'SISPSN 2023'!$J$3:$J$442,0)),\"\")","v":""},{"$f":"IFERROR(INDEX('SISPSN 2023'!U$3:U$442,MATCH($C74,'SISPSN 2023'!$J$3:$J$442,0)),\"\")","v":""},null,{"$error":"#VALUE!"},{"$error":"#VALUE!"},{"$error":"#VALUE!"},{"$error":"#VALUE!"},{"$error":"#VALUE!"},{"$error":"#VALUE!"},{"$f":"IFERROR(PERCENTRANK(_xlfn._xlws.FILTER($AD$4:$AD$547,$AD$4:$AD$547<>\"\"),AD74),\"\")","v":""},{"$error":"#VALUE!"},{"$error":"#VALUE!"},{"$error":"#VALUE!"}]
["Jambi","Jambi","Tanjung Jabung Barat",324500,2022,null,"Jambi","Jambi","TANJUNG JABUNG BARAT",70.260000000000005,70.88,71.44,0.40200000000000002,0,{"$f":"IFERROR(INDEX('SISPSN 2023'!H$3:H$442,MATCH($C75,'SISPSN 2023'!$J$3:$J$442,0)),\"\")","v":""},{"$f":"IFERROR(INDEX('SISPSN 2023'!I$3:I$442,MATCH($C75,'SISPSN 2023'!$J$3:$J$442,0)),\"\")","v":""},{"$f":"IFERROR(INDEX('SISPSN 2023'!J$3:J$442,MATCH($C75,'SISPSN 2023'!$J$3:$J$442,0)),\"\")","v":""},{"$f":"IFERROR(INDEX('SISPSN 2023'!K$3:K$442,MATCH($C75,'SISPSN 2023'!$J$3:$J$442,0)),\"\")","v":""},{"$f":"IFERROR(INDEX('SISPSN 2023'!L$3:L$442,MATCH($C75,'SISPSN 2023'!$J$3:$J$442,0)),\"\")","v":""},{"$f":"IFERROR(INDEX('SISPSN 2023'!M$3:M$442,MATCH($C75,'SISPSN 2023'!$J$3:$J$442,0)),\"\")","v":""},{"$f":"IFERROR(INDEX('SISPSN 2023'!N$3:N$442,MATCH($C75,'SISPSN 2023'!$J$3:$J$442,0)),\"\")","v":""},{"$f":"IFERROR(INDEX('SISPSN 2023'!O$3:O$442,MATCH($C75,'SISPSN 2023'!$J$3:$J$442,0)),\"\")","v":""},{"$f":"IFERROR(INDEX('SISPSN 2023'!P$3:P$442,MATCH($C75,'SISPSN 2023'!$J$3:$J$442,0)),\"\")","v":""},{"$f":"IFERROR(INDEX('SISPSN 2023'!Q$3:Q$442,MATCH($C75,'SISPSN 2023'!$J$3:$J$442,0)),\"\")","v":""},{"$f":"IFERROR(INDEX('SISPSN 2023'!R$3:R$442,MATCH($C75,'SISPSN 2023'!$J$3:$J$442,0)),\"\")","v":""},{"$f":"IFERROR(INDEX('SISPSN 2023'!S$3:S$442,MATCH($C75,'SISPSN 2023'!$J$3:$J$442,0)),\"\")","v":""},{"$f":"IFERROR(INDEX('SISPSN 2023'!T$3:T$442,MATCH($C75,'SISPSN 2023'!$J$3:$J$442,0)),\"\")","v":""},{"$f":"IFERROR(INDEX('SISPSN 2023'!U$3:U$442,MATCH($C75,'SISPSN 2023'!$J$3:$J$442,0)),\"\")","v":""},null,{"$error":"#VALUE!"},{"$error":"#VALUE!"},{"$error":"#VALUE!"},{"$error":"#VALUE!"},{"$error":"#VALUE!"},{"$error":"#VALUE!"},{"$f":"IFERROR(PERCENTRANK(_xlfn._xlws.FILTER($AD$4:$AD$547,$AD$4:$AD$547<>\"\"),AD75),\"\")","v":""},{"$error":"#VALUE!"},{"$error":"#VALUE!"},{"$error":"#VALUE!"}]
["Jambi","Jambi","Tanjung Jabung Timur",234200,2022,null,"Jambi","Jambi","TANJUNG JABUNG TIMUR",68.09,68.959999999999994,69.849999999999994,0.27600000000000002,0,{"$f":"IFERROR(INDEX('SISPSN 2023'!H$3:H$442,MATCH($C76,'SISPSN 2023'!$J$3:$J$442,0)),\"\")","v":""},{"$f":"IFERROR(INDEX('SISPSN 2023'!I$3:I$442,MATCH($C76,'SISPSN 2023'!$J$3:$J$442,0)),\"\")","v":""},{"$f":"IFERROR(INDEX('SISPSN 2023'!J$3:J$442,MATCH($C76,'SISPSN 2023'!$J$3:$J$442,0)),\"\")","v":""},{"$f":"IFERROR(INDEX('SISPSN 2023'!K$3:K$442,MATCH($C76,'SISPSN 2023'!$J$3:$J$442,0)),\"\")","v":""},{"$f":"IFERROR(INDEX('SISPSN 2023'!L$3:L$442,MATCH($C76,'SISPSN 2023'!$J$3:$J$442,0)),\"\")","v":""},{"$f":"IFERROR(INDEX('SISPSN 2023'!M$3:M$442,MATCH($C76,'SISPSN 2023'!$J$3:$J$442,0)),\"\")","v":""},{"$f":"IFERROR(INDEX('SISPSN 2023'!N$3:N$442,MATCH($C76,'SISPSN 2023'!$J$3:$J$442,0)),\"\")","v":""},{"$f":"IFERROR(INDEX('SISPSN 2023'!O$3:O$442,MATCH($C76,'SISPSN 2023'!$J$3:$J$442,0)),\"\")","v":""},{"$f":"IFERROR(INDEX('SISPSN 2023'!P$3:P$442,MATCH($C76,'SISPSN 2023'!$J$3:$J$442,0)),\"\")","v":""},{"$f":"IFERROR(INDEX('SISPSN 2023'!Q$3:Q$442,MATCH($C76,'SISPSN 2023'!$J$3:$J$442,0)),\"\")","v":""},{"$f":"IFERROR(INDEX('SISPSN 2023'!R$3:R$442,MATCH($C76,'SISPSN 2023'!$J$3:$J$442,0)),\"\")","v":""},{"$f":"IFERROR(INDEX('SISPSN 2023'!S$3:S$442,MATCH($C76,'SISPSN 2023'!$J$3:$J$442,0)),\"\")","v":""},{"$f":"IFERROR(INDEX('SISPSN 2023'!T$3:T$442,MATCH($C76,'SISPSN 2023'!$J$3:$J$442,0)),\"\")","v":""},{"$f":"IFERROR(INDEX('SISPSN 2023'!U$3:U$442,MATCH($C76,'SISPSN 2023'!$J$3:$J$442,0)),\"\")","v":""},null,{"$error":"#VALUE!"},{"$error":"#VALUE!"},{"$error":"#VALUE!"},{"$error":"#VALUE!"},{"$error":"#VALUE!"},{"$error":"#VALUE!"},{"$f":"IFERROR(PERCENTRANK(_xlfn._xlws.FILTER($AD$4:$AD$547,$AD$4:$AD$547<>\"\"),AD76),\"\")","v":""},{"$error":"#VALUE!"},{"$error":"#VALUE!"},{"$error":"#VALUE!"}]
["Jambi","Jambi","Kab. Tebo",344800,2022,null,"Jambi","Jambi","TEBO",70.73,71.14,71.989999999999995,0.44900000000000001,1,{"$f":"IFERROR(INDEX('SISPSN 2023'!H$3:H$442,MATCH($C77,'SISPSN 2023'!$J$3:$J$442,0)),\"\")","v":2023},{"$f":"IFERROR(INDEX('SISPSN 2023'!I$3:I$442,MATCH($C77,'SISPSN 2023'!$J$3:$J$442,0)),\"\")","v":"Jambi"},{"$f":"IFERROR(INDEX('SISPSN 2023'!J$3:J$442,MATCH($C77,'SISPSN 2023'!$J$3:$J$442,0)),\"\")","v":"Kab. Tebo"},{"$f":"IFERROR(INDEX('SISPSN 2023'!K$3:K$442,MATCH($C77,'SISPSN 2023'!$J$3:$J$442,0)),\"\")","v":52546.28},{"$f":"IFERROR(INDEX('SISPSN 2023'!L$3:L$442,MATCH($C77,'SISPSN 2023'!$J$3:$J$442,0)),\"\")","v":1268.9000000000001},{"$f":"IFERROR(INDEX('SISPSN 2023'!M$3:M$442,MATCH($C77,'SISPSN 2023'!$J$3:$J$442,0)),\"\")","v":2.41},{"$f":"IFERROR(INDEX('SISPSN 2023'!N$3:N$442,MATCH($C77,'SISPSN 2023'!$J$3:$J$442,0)),\"\")","v":10910.36},{"$f":"IFERROR(INDEX('SISPSN 2023'!O$3:O$442,MATCH($C77,'SISPSN 2023'!$J$3:$J$442,0)),\"\")","v":20.76},{"$f":"IFERROR(INDEX('SISPSN 2023'!P$3:P$442,MATCH($C77,'SISPSN 2023'!$J$3:$J$442,0)),\"\")","v":12179.26},{"$f":"IFERROR(INDEX('SISPSN 2023'!Q$3:Q$442,MATCH($C77,'SISPSN 2023'!$J$3:$J$442,0)),\"\")","v":23.18},{"$f":"IFERROR(INDEX('SISPSN 2023'!R$3:R$442,MATCH($C77,'SISPSN 2023'!$J$3:$J$442,0)),\"\")","v":1266.47},{"$f":"IFERROR(INDEX('SISPSN 2023'!S$3:S$442,MATCH($C77,'SISPSN 2023'!$J$3:$J$442,0)),\"\")","v":0},{"$f":"IFERROR(INDEX('SISPSN 2023'!T$3:T$442,MATCH($C77,'SISPSN 2023'!$J$3:$J$442,0)),\"\")","v":2.41},{"$f":"IFERROR(INDEX('SISPSN 2023'!U$3:U$442,MATCH($C77,'SISPSN 2023'!$J$3:$J$442,0)),\"\")","v":"P 2"},null,0.41752439373232048,1.0082477831103201E-2,8.6691987413787613E-2,9.6774465244890834E-2,1.0063169437116612E-2,0,{"$f":"IFERROR(PERCENTRANK(_xlfn._xlws.FILTER($AD$4:$AD$547,$AD$4:$AD$547<>\"\"),AD77),\"\")","v":""},0.32300000000000001,0.22900000000000001,0.37]
["Jambi","total","total",3631100,2022,null,"PROVINSI JAMBI","total","PROVINSI JAMBI",72.62,73.11,73.73,0.622,0,{"$f":"IFERROR(INDEX('SISPSN 2023'!H$3:H$442,MATCH($C78,'SISPSN 2023'!$J$3:$J$442,0)),\"\")","v":""},{"$f":"IFERROR(INDEX('SISPSN 2023'!I$3:I$442,MATCH($C78,'SISPSN 2023'!$J$3:$J$442,0)),\"\")","v":""},{"$f":"IFERROR(INDEX('SISPSN 2023'!J$3:J$442,MATCH($C78,'SISPSN 2023'!$J$3:$J$442,0)),\"\")","v":""},{"$f":"IFERROR(INDEX('SISPSN 2023'!K$3:K$442,MATCH($C78,'SISPSN 2023'!$J$3:$J$442,0)),\"\")","v":""},{"$f":"IFERROR(INDEX('SISPSN 2023'!L$3:L$442,MATCH($C78,'SISPSN 2023'!$J$3:$J$442,0)),\"\")","v":""},{"$f":"IFERROR(INDEX('SISPSN 2023'!M$3:M$442,MATCH($C78,'SISPSN 2023'!$J$3:$J$442,0)),\"\")","v":""},{"$f":"IFERROR(INDEX('SISPSN 2023'!N$3:N$442,MATCH($C78,'SISPSN 2023'!$J$3:$J$442,0)),\"\")","v":""},{"$f":"IFERROR(INDEX('SISPSN 2023'!O$3:O$442,MATCH($C78,'SISPSN 2023'!$J$3:$J$442,0)),\"\")","v":""},{"$f":"IFERROR(INDEX('SISPSN 2023'!P$3:P$442,MATCH($C78,'SISPSN 2023'!$J$3:$J$442,0)),\"\")","v":""},{"$f":"IFERROR(INDEX('SISPSN 2023'!Q$3:Q$442,MATCH($C78,'SISPSN 2023'!$J$3:$J$442,0)),\"\")","v":""},{"$f":"IFERROR(INDEX('SISPSN 2023'!R$3:R$442,MATCH($C78,'SISPSN 2023'!$J$3:$J$442,0)),\"\")","v":""},{"$f":"IFERROR(INDEX('SISPSN 2023'!S$3:S$442,MATCH($C78,'SISPSN 2023'!$J$3:$J$442,0)),\"\")","v":""},{"$f":"IFERROR(INDEX('SISPSN 2023'!T$3:T$442,MATCH($C78,'SISPSN 2023'!$J$3:$J$442,0)),\"\")","v":""},{"$f":"IFERROR(INDEX('SISPSN 2023'!U$3:U$442,MATCH($C78,'SISPSN 2023'!$J$3:$J$442,0)),\"\")","v":""},null,{"$error":"#VALUE!"},{"$error":"#VALUE!"},{"$error":"#VALUE!"},{"$error":"#VALUE!"},{"$error":"#VALUE!"},{"$error":"#VALUE!"},{"$f":"IFERROR(PERCENTRANK(_xlfn._xlws.FILTER($AD$4:$AD$547,$AD$4:$AD$547<>\"\"),AD78),\"\")","v":""},{"$error":"#VALUE!"},{"$error":"#VALUE!"},{"$error":"#VALUE!"}]
["Jawa Barat","Jawa Barat","Kota Bandung",3770991,2023,null,"Jawa Barat","Jawa Barat","Bandung",73.03,73.459999999999994,74.03,0.66300000000000003,1,{"$f":"IFERROR(INDEX('SISPSN 2023'!H$3:H$442,MATCH($C79,'SISPSN 2023'!$J$3:$J$442,0)),\"\")","v":2023},{"$f":"IFERROR(INDEX('SISPSN 2023'!I$3:I$442,MATCH($C79,'SISPSN 2023'!$J$3:$J$442,0)),\"\")","v":"Jawa Barat"},{"$f":"IFERROR(INDEX('SISPSN 2023'!J$3:J$442,MATCH($C79,'SISPSN 2023'!$J$3:$J$442,0)),\"\")","v":"Kota Bandung"},{"$f":"IFERROR(INDEX('SISPSN 2023'!K$3:K$442,MATCH($C79,'SISPSN 2023'!$J$3:$J$442,0)),\"\")","v":503627.36},{"$f":"IFERROR(INDEX('SISPSN 2023'!L$3:L$442,MATCH($C79,'SISPSN 2023'!$J$3:$J$442,0)),\"\")","v":72838.53},{"$f":"IFERROR(INDEX('SISPSN 2023'!M$3:M$442,MATCH($C79,'SISPSN 2023'!$J$3:$J$442,0)),\"\")","v":14.46},{"$f":"IFERROR(INDEX('SISPSN 2023'!N$3:N$442,MATCH($C79,'SISPSN 2023'!$J$3:$J$442,0)),\"\")","v":419237.23},{"$f":"IFERROR(INDEX('SISPSN 2023'!O$3:O$442,MATCH($C79,'SISPSN 2023'!$J$3:$J$442,0)),\"\")","v":83.24},{"$f":"IFERROR(INDEX('SISPSN 2023'!P$3:P$442,MATCH($C79,'SISPSN 2023'!$J$3:$J$442,0)),\"\")","v":492075.76},{"$f":"IFERROR(INDEX('SISPSN 2023'!Q$3:Q$442,MATCH($C79,'SISPSN 2023'!$J$3:$J$442,0)),\"\")","v":97.71},{"$f":"IFERROR(INDEX('SISPSN 2023'!R$3:R$442,MATCH($C79,'SISPSN 2023'!$J$3:$J$442,0)),\"\")","v":72838.53},{"$f":"IFERROR(INDEX('SISPSN 2023'!S$3:S$442,MATCH($C79,'SISPSN 2023'!$J$3:$J$442,0)),\"\")","v":1843.29},{"$f":"IFERROR(INDEX('SISPSN 2023'!T$3:T$442,MATCH($C79,'SISPSN 2023'!$J$3:$J$442,0)),\"\")","v":14.83},{"$f":"IFERROR(INDEX('SISPSN 2023'!U$3:U$442,MATCH($C79,'SISPSN 2023'!$J$3:$J$442,0)),\"\")","v":"P 2"},null,0.36589877469910953,5.2919144182087985E-2,0.30458708352391495,0.35750622770600293,5.2919144182087985E-2,1.3391995868038656E-3,{"$f":"IFERROR(PERCENTRANK(_xlfn._xlws.FILTER($AD$4:$AD$547,$AD$4:$AD$547<>\"\"),AD79),\"\")","v":""},0.63200000000000001,0.95499999999999996,0.69799999999999995]
["Jawa Barat","Jawa Barat","Bandung Barat",1879840,2023,null,"Jawa Barat","Jawa Barat","Bandung Barat",69.03,69.819999999999993,70.33,0.309,0,{"$f":"IFERROR(INDEX('SISPSN 2023'!H$3:H$442,MATCH($C80,'SISPSN 2023'!$J$3:$J$442,0)),\"\")","v":""},{"$f":"IFERROR(INDEX('SISPSN 2023'!I$3:I$442,MATCH($C80,'SISPSN 2023'!$J$3:$J$442,0)),\"\")","v":""},{"$f":"IFERROR(INDEX('SISPSN 2023'!J$3:J$442,MATCH($C80,'SISPSN 2023'!$J$3:$J$442,0)),\"\")","v":""},{"$f":"IFERROR(INDEX('SISPSN 2023'!K$3:K$442,MATCH($C80,'SISPSN 2023'!$J$3:$J$442,0)),\"\")","v":""},{"$f":"IFERROR(INDEX('SISPSN 2023'!L$3:L$442,MATCH($C80,'SISPSN 2023'!$J$3:$J$442,0)),\"\")","v":""},{"$f":"IFERROR(INDEX('SISPSN 2023'!M$3:M$442,MATCH($C80,'SISPSN 2023'!$J$3:$J$442,0)),\"\")","v":""},{"$f":"IFERROR(INDEX('SISPSN 2023'!N$3:N$442,MATCH($C80,'SISPSN 2023'!$J$3:$J$442,0)),\"\")","v":""},{"$f":"IFERROR(INDEX('SISPSN 2023'!O$3:O$442,MATCH($C80,'SISPSN 2023'!$J$3:$J$442,0)),\"\")","v":""},{"$f":"IFERROR(INDEX('SISPSN 2023'!P$3:P$442,MATCH($C80,'SISPSN 2023'!$J$3:$J$442,0)),\"\")","v":""},{"$f":"IFERROR(INDEX('SISPSN 2023'!Q$3:Q$442,MATCH($C80,'SISPSN 2023'!$J$3:$J$442,0)),\"\")","v":""},{"$f":"IFERROR(INDEX('SISPSN 2023'!R$3:R$442,MATCH($C80,'SISPSN 2023'!$J$3:$J$442,0)),\"\")","v":""},{"$f":"IFERROR(INDEX('SISPSN 2023'!S$3:S$442,MATCH($C80,'SISPSN 2023'!$J$3:$J$442,0)),\"\")","v":""},{"$f":"IFERROR(INDEX('SISPSN 2023'!T$3:T$442,MATCH($C80,'SISPSN 2023'!$J$3:$J$442,0)),\"\")","v":""},{"$f":"IFERROR(INDEX('SISPSN 2023'!U$3:U$442,MATCH($C80,'SISPSN 2023'!$J$3:$J$442,0)),\"\")","v":""},null,{"$error":"#VALUE!"},{"$error":"#VALUE!"},{"$error":"#VALUE!"},{"$error":"#VALUE!"},{"$error":"#VALUE!"},{"$error":"#VALUE!"},{"$f":"IFERROR(PERCENTRANK(_xlfn._xlws.FILTER($AD$4:$AD$547,$AD$4:$AD$547<>\"\"),AD80),\"\")","v":""},{"$error":"#VALUE!"},{"$error":"#VALUE!"},{"$error":"#VALUE!"}]
["Jawa Barat","Jawa Barat","Kab. Bekasi",3271838,2023,null,"Jawa Barat","Jawa Barat","Bekasi",74.84,75.599999999999994,76.13,0.8,1,{"$f":"IFERROR(INDEX('SISPSN 2023'!H$3:H$442,MATCH($C81,'SISPSN 2023'!$J$3:$J$442,0)),\"\")","v":2023},{"$f":"IFERROR(INDEX('SISPSN 2023'!I$3:I$442,MATCH($C81,'SISPSN 2023'!$J$3:$J$442,0)),\"\")","v":"Jawa Barat"},{"$f":"IFERROR(INDEX('SISPSN 2023'!J$3:J$442,MATCH($C81,'SISPSN 2023'!$J$3:$J$442,0)),\"\")","v":"Kab. Bekasi"},{"$f":"IFERROR(INDEX('SISPSN 2023'!K$3:K$442,MATCH($C81,'SISPSN 2023'!$J$3:$J$442,0)),\"\")","v":809935},{"$f":"IFERROR(INDEX('SISPSN 2023'!L$3:L$442,MATCH($C81,'SISPSN 2023'!$J$3:$J$442,0)),\"\")","v":1746.44},{"$f":"IFERROR(INDEX('SISPSN 2023'!M$3:M$442,MATCH($C81,'SISPSN 2023'!$J$3:$J$442,0)),\"\")","v":0.22},{"$f":"IFERROR(INDEX('SISPSN 2023'!N$3:N$442,MATCH($C81,'SISPSN 2023'!$J$3:$J$442,0)),\"\")","v":352414.81},{"$f":"IFERROR(INDEX('SISPSN 2023'!O$3:O$442,MATCH($C81,'SISPSN 2023'!$J$3:$J$442,0)),\"\")","v":43.51},{"$f":"IFERROR(INDEX('SISPSN 2023'!P$3:P$442,MATCH($C81,'SISPSN 2023'!$J$3:$J$442,0)),\"\")","v":354161.25},{"$f":"IFERROR(INDEX('SISPSN 2023'!Q$3:Q$442,MATCH($C81,'SISPSN 2023'!$J$3:$J$442,0)),\"\")","v":43.73},{"$f":"IFERROR(INDEX('SISPSN 2023'!R$3:R$442,MATCH($C81,'SISPSN 2023'!$J$3:$J$442,0)),\"\")","v":1746.44},{"$f":"IFERROR(INDEX('SISPSN 2023'!S$3:S$442,MATCH($C81,'SISPSN 2023'!$J$3:$J$442,0)),\"\")","v":0},{"$f":"IFERROR(INDEX('SISPSN 2023'!T$3:T$442,MATCH($C81,'SISPSN 2023'!$J$3:$J$442,0)),\"\")","v":0.22},{"$f":"IFERROR(INDEX('SISPSN 2023'!U$3:U$442,MATCH($C81,'SISPSN 2023'!$J$3:$J$442,0)),\"\")","v":"P 2"},null,0.67821206306669224,1.4624095457316871E-3,0.29510019365178236,0.29656260319751404,1.4624095457316871E-3,0,{"$f":"IFERROR(PERCENTRANK(_xlfn._xlws.FILTER($AD$4:$AD$547,$AD$4:$AD$547<>\"\"),AD81),\"\")","v":""},0.19600000000000001,0.54100000000000004,0.23699999999999999]
["Jawa Barat","Jawa Barat","Kota Bogor",5643838,2023,null,"Jawa Barat","Jawa Barat","Bogor",71.83,72.45,73.02,0.55000000000000004,1,{"$f":"IFERROR(INDEX('SISPSN 2023'!H$3:H$442,MATCH($C82,'SISPSN 2023'!$J$3:$J$442,0)),\"\")","v":2023},{"$f":"IFERROR(INDEX('SISPSN 2023'!I$3:I$442,MATCH($C82,'SISPSN 2023'!$J$3:$J$442,0)),\"\")","v":"Jawa Barat"},{"$f":"IFERROR(INDEX('SISPSN 2023'!J$3:J$442,MATCH($C82,'SISPSN 2023'!$J$3:$J$442,0)),\"\")","v":"Kota Bogor"},{"$f":"IFERROR(INDEX('SISPSN 2023'!K$3:K$442,MATCH($C82,'SISPSN 2023'!$J$3:$J$442,0)),\"\")","v":284631.59999999998},{"$f":"IFERROR(INDEX('SISPSN 2023'!L$3:L$442,MATCH($C82,'SISPSN 2023'!$J$3:$J$442,0)),\"\")","v":68201.06},{"$f":"IFERROR(INDEX('SISPSN 2023'!M$3:M$442,MATCH($C82,'SISPSN 2023'!$J$3:$J$442,0)),\"\")","v":23.96},{"$f":"IFERROR(INDEX('SISPSN 2023'!N$3:N$442,MATCH($C82,'SISPSN 2023'!$J$3:$J$442,0)),\"\")","v":200097.81},{"$f":"IFERROR(INDEX('SISPSN 2023'!O$3:O$442,MATCH($C82,'SISPSN 2023'!$J$3:$J$442,0)),\"\")","v":70.3},{"$f":"IFERROR(INDEX('SISPSN 2023'!P$3:P$442,MATCH($C82,'SISPSN 2023'!$J$3:$J$442,0)),\"\")","v":268298.87},{"$f":"IFERROR(INDEX('SISPSN 2023'!Q$3:Q$442,MATCH($C82,'SISPSN 2023'!$J$3:$J$442,0)),\"\")","v":94.26},{"$f":"IFERROR(INDEX('SISPSN 2023'!R$3:R$442,MATCH($C82,'SISPSN 2023'!$J$3:$J$442,0)),\"\")","v":66895.5},{"$f":"IFERROR(INDEX('SISPSN 2023'!S$3:S$442,MATCH($C82,'SISPSN 2023'!$J$3:$J$442,0)),\"\")","v":260.31},{"$f":"IFERROR(INDEX('SISPSN 2023'!T$3:T$442,MATCH($C82,'SISPSN 2023'!$J$3:$J$442,0)),\"\")","v":23.59},{"$f":"IFERROR(INDEX('SISPSN 2023'!U$3:U$442,MATCH($C82,'SISPSN 2023'!$J$3:$J$442,0)),\"\")","v":"P 2"},null,0.13817062125803858,3.3107296697403824E-2,9.7134818200343767E-2,0.13024211489774759,3.247352997477132E-2,1.2636402430257228E-4,{"$f":"IFERROR(PERCENTRANK(_xlfn._xlws.FILTER($AD$4:$AD$547,$AD$4:$AD$547<>\"\"),AD82),\"\")","v":""},0.872,0.75900000000000001,0.89200000000000002]
["Jawa Barat","Jawa Barat","Kab. Ciamis",1257583,2023,null,"Jawa Barat","Jawa Barat","Ciamis",72,72.52,73.12,0.56000000000000005,1,{"$f":"IFERROR(INDEX('SISPSN 2023'!H$3:H$442,MATCH($C83,'SISPSN 2023'!$J$3:$J$442,0)),\"\")","v":2023},{"$f":"IFERROR(INDEX('SISPSN 2023'!I$3:I$442,MATCH($C83,'SISPSN 2023'!$J$3:$J$442,0)),\"\")","v":"Jawa Barat"},{"$f":"IFERROR(INDEX('SISPSN 2023'!J$3:J$442,MATCH($C83,'SISPSN 2023'!$J$3:$J$442,0)),\"\")","v":"Kab. Ciamis"},{"$f":"IFERROR(INDEX('SISPSN 2023'!K$3:K$442,MATCH($C83,'SISPSN 2023'!$J$3:$J$442,0)),\"\")","v":182174.42},{"$f":"IFERROR(INDEX('SISPSN 2023'!L$3:L$442,MATCH($C83,'SISPSN 2023'!$J$3:$J$442,0)),\"\")","v":71414.179999999993},{"$f":"IFERROR(INDEX('SISPSN 2023'!M$3:M$442,MATCH($C83,'SISPSN 2023'!$J$3:$J$442,0)),\"\")","v":39.200000000000003},{"$f":"IFERROR(INDEX('SISPSN 2023'!N$3:N$442,MATCH($C83,'SISPSN 2023'!$J$3:$J$442,0)),\"\")","v":75651.360000000001},{"$f":"IFERROR(INDEX('SISPSN 2023'!O$3:O$442,MATCH($C83,'SISPSN 2023'!$J$3:$J$442,0)),\"\")","v":41.53},{"$f":"IFERROR(INDEX('SISPSN 2023'!P$3:P$442,MATCH($C83,'SISPSN 2023'!$J$3:$J$442,0)),\"\")","v":147065.54},{"$f":"IFERROR(INDEX('SISPSN 2023'!Q$3:Q$442,MATCH($C83,'SISPSN 2023'!$J$3:$J$442,0)),\"\")","v":80.73},{"$f":"IFERROR(INDEX('SISPSN 2023'!R$3:R$442,MATCH($C83,'SISPSN 2023'!$J$3:$J$442,0)),\"\")","v":66667.39},{"$f":"IFERROR(INDEX('SISPSN 2023'!S$3:S$442,MATCH($C83,'SISPSN 2023'!$J$3:$J$442,0)),\"\")","v":36596.36},{"$f":"IFERROR(INDEX('SISPSN 2023'!T$3:T$442,MATCH($C83,'SISPSN 2023'!$J$3:$J$442,0)),\"\")","v":56.68},{"$f":"IFERROR(INDEX('SISPSN 2023'!U$3:U$442,MATCH($C83,'SISPSN 2023'!$J$3:$J$442,0)),\"\")","v":"P 2"},null,0.39687877460175586,0.15558041709472287,0.16481138819465593,0.32039180528937883,0.14523922759900845,7.9727540846210546E-2,{"$f":"IFERROR(PERCENTRANK(_xlfn._xlws.FILTER($AD$4:$AD$547,$AD$4:$AD$547<>\"\"),AD83),\"\")","v":""},0.99099999999999999,0.51900000000000002,1]
["Jawa Barat","Jawa Barat","Cianjur",2578790,2023,null,"Jawa Barat","Jawa Barat","Cianjur",67.16,67.55,68.180000000000007,0.2,0,{"$f":"IFERROR(INDEX('SISPSN 2023'!H$3:H$442,MATCH($C84,'SISPSN 2023'!$J$3:$J$442,0)),\"\")","v":""},{"$f":"IFERROR(INDEX('SISPSN 2023'!I$3:I$442,MATCH($C84,'SISPSN 2023'!$J$3:$J$442,0)),\"\")","v":""},{"$f":"IFERROR(INDEX('SISPSN 2023'!J$3:J$442,MATCH($C84,'SISPSN 2023'!$J$3:$J$442,0)),\"\")","v":""},{"$f":"IFERROR(INDEX('SISPSN 2023'!K$3:K$442,MATCH($C84,'SISPSN 2023'!$J$3:$J$442,0)),\"\")","v":""},{"$f":"IFERROR(INDEX('SISPSN 2023'!L$3:L$442,MATCH($C84,'SISPSN 2023'!$J$3:$J$442,0)),\"\")","v":""},{"$f":"IFERROR(INDEX('SISPSN 2023'!M$3:M$442,MATCH($C84,'SISPSN 2023'!$J$3:$J$442,0)),\"\")","v":""},{"$f":"IFERROR(INDEX('SISPSN 2023'!N$3:N$442,MATCH($C84,'SISPSN 2023'!$J$3:$J$442,0)),\"\")","v":""},{"$f":"IFERROR(INDEX('SISPSN 2023'!O$3:O$442,MATCH($C84,'SISPSN 2023'!$J$3:$J$442,0)),\"\")","v":""},{"$f":"IFERROR(INDEX('SISPSN 2023'!P$3:P$442,MATCH($C84,'SISPSN 2023'!$J$3:$J$442,0)),\"\")","v":""},{"$f":"IFERROR(INDEX('SISPSN 2023'!Q$3:Q$442,MATCH($C84,'SISPSN 2023'!$J$3:$J$442,0)),\"\")","v":""},{"$f":"IFERROR(INDEX('SISPSN 2023'!R$3:R$442,MATCH($C84,'SISPSN 2023'!$J$3:$J$442,0)),\"\")","v":""},{"$f":"IFERROR(INDEX('SISPSN 2023'!S$3:S$442,MATCH($C84,'SISPSN 2023'!$J$3:$J$442,0)),\"\")","v":""},{"$f":"IFERROR(INDEX('SISPSN 2023'!T$3:T$442,MATCH($C84,'SISPSN 2023'!$J$3:$J$442,0)),\"\")","v":""},{"$f":"IFERROR(INDEX('SISPSN 2023'!U$3:U$442,MATCH($C84,'SISPSN 2023'!$J$3:$J$442,0)),\"\")","v":""},null,{"$error":"#VALUE!"},{"$error":"#VALUE!"},{"$error":"#VALUE!"},{"$error":"#VALUE!"},{"$error":"#VALUE!"},{"$error":"#VALUE!"},{"$f":"IFERROR(PERCENTRANK(_xlfn._xlws.FILTER($AD$4:$AD$547,$AD$4:$AD$547<>\"\"),AD84),\"\")","v":""},{"$error":"#VALUE!"},{"$error":"#VALUE!"},{"$error":"#VALUE!"}]
["Jawa Barat","Jawa Barat","Kab. Cirebon",2339555,2023,null,"Jawa Barat","Jawa Barat","Cirebon",69.989999999999995,70.92,71.81,0.42799999999999999,1,{"$f":"IFERROR(INDEX('SISPSN 2023'!H$3:H$442,MATCH($C85,'SISPSN 2023'!$J$3:$J$442,0)),\"\")","v":2023},{"$f":"IFERROR(INDEX('SISPSN 2023'!I$3:I$442,MATCH($C85,'SISPSN 2023'!$J$3:$J$442,0)),\"\")","v":"Jawa Barat"},{"$f":"IFERROR(INDEX('SISPSN 2023'!J$3:J$442,MATCH($C85,'SISPSN 2023'!$J$3:$J$442,0)),\"\")","v":"Kab. Cirebon"},{"$f":"IFERROR(INDEX('SISPSN 2023'!K$3:K$442,MATCH($C85,'SISPSN 2023'!$J$3:$J$442,0)),\"\")","v":465242.92},{"$f":"IFERROR(INDEX('SISPSN 2023'!L$3:L$442,MATCH($C85,'SISPSN 2023'!$J$3:$J$442,0)),\"\")","v":11311.21},{"$f":"IFERROR(INDEX('SISPSN 2023'!M$3:M$442,MATCH($C85,'SISPSN 2023'!$J$3:$J$442,0)),\"\")","v":2.4300000000000002},{"$f":"IFERROR(INDEX('SISPSN 2023'!N$3:N$442,MATCH($C85,'SISPSN 2023'!$J$3:$J$442,0)),\"\")","v":158684.26},{"$f":"IFERROR(INDEX('SISPSN 2023'!O$3:O$442,MATCH($C85,'SISPSN 2023'!$J$3:$J$442,0)),\"\")","v":34.11},{"$f":"IFERROR(INDEX('SISPSN 2023'!P$3:P$442,MATCH($C85,'SISPSN 2023'!$J$3:$J$442,0)),\"\")","v":169995.47},{"$f":"IFERROR(INDEX('SISPSN 2023'!Q$3:Q$442,MATCH($C85,'SISPSN 2023'!$J$3:$J$442,0)),\"\")","v":36.54},{"$f":"IFERROR(INDEX('SISPSN 2023'!R$3:R$442,MATCH($C85,'SISPSN 2023'!$J$3:$J$442,0)),\"\")","v":11230.91},{"$f":"IFERROR(INDEX('SISPSN 2023'!S$3:S$442,MATCH($C85,'SISPSN 2023'!$J$3:$J$442,0)),\"\")","v":0},{"$f":"IFERROR(INDEX('SISPSN 2023'!T$3:T$442,MATCH($C85,'SISPSN 2023'!$J$3:$J$442,0)),\"\")","v":2.41},{"$f":"IFERROR(INDEX('SISPSN 2023'!U$3:U$442,MATCH($C85,'SISPSN 2023'!$J$3:$J$442,0)),\"\")","v":"P 2"},null,0.54482076163471316,1.3245944822137614E-2,0.18582653421709427,0.19907247903923189,1.3151909845400584E-2,0,{"$f":"IFERROR(PERCENTRANK(_xlfn._xlws.FILTER($AD$4:$AD$547,$AD$4:$AD$547<>\"\"),AD85),\"\")","v":""},0.32500000000000001,0.41399999999999998,0.37]
["Jawa Barat","Jawa Barat","Kab. Garut",2649198,2023,null,"Jawa Barat","Jawa Barat","Garut",67.53,68.510000000000005,69.22,0.23200000000000001,1,{"$f":"IFERROR(INDEX('SISPSN 2023'!H$3:H$442,MATCH($C86,'SISPSN 2023'!$J$3:$J$442,0)),\"\")","v":2023},{"$f":"IFERROR(INDEX('SISPSN 2023'!I$3:I$442,MATCH($C86,'SISPSN 2023'!$J$3:$J$442,0)),\"\")","v":"Jawa Barat"},{"$f":"IFERROR(INDEX('SISPSN 2023'!J$3:J$442,MATCH($C86,'SISPSN 2023'!$J$3:$J$442,0)),\"\")","v":"Kab. Garut"},{"$f":"IFERROR(INDEX('SISPSN 2023'!K$3:K$442,MATCH($C86,'SISPSN 2023'!$J$3:$J$442,0)),\"\")","v":409465.37},{"$f":"IFERROR(INDEX('SISPSN 2023'!L$3:L$442,MATCH($C86,'SISPSN 2023'!$J$3:$J$442,0)),\"\")","v":44262.79},{"$f":"IFERROR(INDEX('SISPSN 2023'!M$3:M$442,MATCH($C86,'SISPSN 2023'!$J$3:$J$442,0)),\"\")","v":10.81},{"$f":"IFERROR(INDEX('SISPSN 2023'!N$3:N$442,MATCH($C86,'SISPSN 2023'!$J$3:$J$442,0)),\"\")","v":89946.95},{"$f":"IFERROR(INDEX('SISPSN 2023'!O$3:O$442,MATCH($C86,'SISPSN 2023'!$J$3:$J$442,0)),\"\")","v":21.97},{"$f":"IFERROR(INDEX('SISPSN 2023'!P$3:P$442,MATCH($C86,'SISPSN 2023'!$J$3:$J$442,0)),\"\")","v":134209.74},{"$f":"IFERROR(INDEX('SISPSN 2023'!Q$3:Q$442,MATCH($C86,'SISPSN 2023'!$J$3:$J$442,0)),\"\")","v":32.78},{"$f":"IFERROR(INDEX('SISPSN 2023'!R$3:R$442,MATCH($C86,'SISPSN 2023'!$J$3:$J$442,0)),\"\")","v":43221.59},{"$f":"IFERROR(INDEX('SISPSN 2023'!S$3:S$442,MATCH($C86,'SISPSN 2023'!$J$3:$J$442,0)),\"\")","v":0},{"$f":"IFERROR(INDEX('SISPSN 2023'!T$3:T$442,MATCH($C86,'SISPSN 2023'!$J$3:$J$442,0)),\"\")","v":10.56},{"$f":"IFERROR(INDEX('SISPSN 2023'!U$3:U$442,MATCH($C86,'SISPSN 2023'!$J$3:$J$442,0)),\"\")","v":"P 2"},null,0.42345756395212791,4.5775331933747193E-2,9.3020604726411535E-2,0.13879593666015871,4.4698552191453092E-2,0,{"$f":"IFERROR(PERCENTRANK(_xlfn._xlws.FILTER($AD$4:$AD$547,$AD$4:$AD$547<>\"\"),AD86),\"\")","v":""},0.54600000000000004,0.24,0.58199999999999996]
["Jawa Barat","Jawa Barat","Kab. Indramayu",1892043,2023,null,"Jawa Barat","Jawa Barat","Indramayu",68.599999999999994,69.52,70.19,0.29399999999999998,1,{"$f":"IFERROR(INDEX('SISPSN 2023'!H$3:H$442,MATCH($C87,'SISPSN 2023'!$J$3:$J$442,0)),\"\")","v":2023},{"$f":"IFERROR(INDEX('SISPSN 2023'!I$3:I$442,MATCH($C87,'SISPSN 2023'!$J$3:$J$442,0)),\"\")","v":"Jawa Barat"},{"$f":"IFERROR(INDEX('SISPSN 2023'!J$3:J$442,MATCH($C87,'SISPSN 2023'!$J$3:$J$442,0)),\"\")","v":"Kab. Indramayu"},{"$f":"IFERROR(INDEX('SISPSN 2023'!K$3:K$442,MATCH($C87,'SISPSN 2023'!$J$3:$J$442,0)),\"\")","v":410606.17},{"$f":"IFERROR(INDEX('SISPSN 2023'!L$3:L$442,MATCH($C87,'SISPSN 2023'!$J$3:$J$442,0)),\"\")","v":51409.3},{"$f":"IFERROR(INDEX('SISPSN 2023'!M$3:M$442,MATCH($C87,'SISPSN 2023'!$J$3:$J$442,0)),\"\")","v":12.52},{"$f":"IFERROR(INDEX('SISPSN 2023'!N$3:N$442,MATCH($C87,'SISPSN 2023'!$J$3:$J$442,0)),\"\")","v":203980.25},{"$f":"IFERROR(INDEX('SISPSN 2023'!O$3:O$442,MATCH($C87,'SISPSN 2023'!$J$3:$J$442,0)),\"\")","v":49.68},{"$f":"IFERROR(INDEX('SISPSN 2023'!P$3:P$442,MATCH($C87,'SISPSN 2023'!$J$3:$J$442,0)),\"\")","v":255389.55},{"$f":"IFERROR(INDEX('SISPSN 2023'!Q$3:Q$442,MATCH($C87,'SISPSN 2023'!$J$3:$J$442,0)),\"\")","v":62.2},{"$f":"IFERROR(INDEX('SISPSN 2023'!R$3:R$442,MATCH($C87,'SISPSN 2023'!$J$3:$J$442,0)),\"\")","v":33067.31},{"$f":"IFERROR(INDEX('SISPSN 2023'!S$3:S$442,MATCH($C87,'SISPSN 2023'!$J$3:$J$442,0)),\"\")","v":65.7},{"$f":"IFERROR(INDEX('SISPSN 2023'!T$3:T$442,MATCH($C87,'SISPSN 2023'!$J$3:$J$442,0)),\"\")","v":8.07},{"$f":"IFERROR(INDEX('SISPSN 2023'!U$3:U$442,MATCH($C87,'SISPSN 2023'!$J$3:$J$442,0)),\"\")","v":"P 2"},null,0.59456809964620472,7.4441964194404658E-2,0.29536855134899154,0.36981051554339617,4.7882299642774337E-2,9.5135258553848934E-5,{"$f":"IFERROR(PERCENTRANK(_xlfn._xlws.FILTER($AD$4:$AD$547,$AD$4:$AD$547<>\"\"),AD87),\"\")","v":""},0.58199999999999996,0.58199999999999996,0.53500000000000003]
["Jawa Barat","Jawa Barat","Kab. Karawang",2541841,2023,null,"Jawa Barat","Jawa Barat","Karawang",71.84,72.64,73.25,0.57699999999999996,1,{"$f":"IFERROR(INDEX('SISPSN 2023'!H$3:H$442,MATCH($C88,'SISPSN 2023'!$J$3:$J$442,0)),\"\")","v":2023},{"$f":"IFERROR(INDEX('SISPSN 2023'!I$3:I$442,MATCH($C88,'SISPSN 2023'!$J$3:$J$442,0)),\"\")","v":"Jawa Barat"},{"$f":"IFERROR(INDEX('SISPSN 2023'!J$3:J$442,MATCH($C88,'SISPSN 2023'!$J$3:$J$442,0)),\"\")","v":"Kab. Karawang"},{"$f":"IFERROR(INDEX('SISPSN 2023'!K$3:K$442,MATCH($C88,'SISPSN 2023'!$J$3:$J$442,0)),\"\")","v":384758.32},{"$f":"IFERROR(INDEX('SISPSN 2023'!L$3:L$442,MATCH($C88,'SISPSN 2023'!$J$3:$J$442,0)),\"\")","v":2702.57},{"$f":"IFERROR(INDEX('SISPSN 2023'!M$3:M$442,MATCH($C88,'SISPSN 2023'!$J$3:$J$442,0)),\"\")","v":0.7},{"$f":"IFERROR(INDEX('SISPSN 2023'!N$3:N$442,MATCH($C88,'SISPSN 2023'!$J$3:$J$442,0)),\"\")","v":137970},{"$f":"IFERROR(INDEX('SISPSN 2023'!O$3:O$442,MATCH($C88,'SISPSN 2023'!$J$3:$J$442,0)),\"\")","v":35.86},{"$f":"IFERROR(INDEX('SISPSN 2023'!P$3:P$442,MATCH($C88,'SISPSN 2023'!$J$3:$J$442,0)),\"\")","v":140672.57},{"$f":"IFERROR(INDEX('SISPSN 2023'!Q$3:Q$442,MATCH($C88,'SISPSN 2023'!$J$3:$J$442,0)),\"\")","v":36.56},{"$f":"IFERROR(INDEX('SISPSN 2023'!R$3:R$442,MATCH($C88,'SISPSN 2023'!$J$3:$J$442,0)),\"\")","v":2702.57},{"$f":"IFERROR(INDEX('SISPSN 2023'!S$3:S$442,MATCH($C88,'SISPSN 2023'!$J$3:$J$442,0)),\"\")","v":0},{"$f":"IFERROR(INDEX('SISPSN 2023'!T$3:T$442,MATCH($C88,'SISPSN 2023'!$J$3:$J$442,0)),\"\")","v":0.7},{"$f":"IFERROR(INDEX('SISPSN 2023'!U$3:U$442,MATCH($C88,'SISPSN 2023'!$J$3:$J$442,0)),\"\")","v":"P 2"},null,0.41471216475052686,2.9129679511279475E-3,0.14871111135590306,0.15162407930703101,2.9129679511279475E-3,0,{"$f":"IFERROR(PERCENTRANK(_xlfn._xlws.FILTER($AD$4:$AD$547,$AD$4:$AD$547<>\"\"),AD88),\"\")","v":""},0.23200000000000001,0.439,0.27600000000000002]
["Jawa Barat","Jawa Barat","Kota Bandung",2469589,2023,null,"Jawa Barat","Jawa Barat","Kota Bandung",82.23,82.75,83.29,0.96899999999999997,1,{"$f":"IFERROR(INDEX('SISPSN 2023'!H$3:H$442,MATCH($C89,'SISPSN 2023'!$J$3:$J$442,0)),\"\")","v":2023},{"$f":"IFERROR(INDEX('SISPSN 2023'!I$3:I$442,MATCH($C89,'SISPSN 2023'!$J$3:$J$442,0)),\"\")","v":"Jawa Barat"},{"$f":"IFERROR(INDEX('SISPSN 2023'!J$3:J$442,MATCH($C89,'SISPSN 2023'!$J$3:$J$442,0)),\"\")","v":"Kota Bandung"},{"$f":"IFERROR(INDEX('SISPSN 2023'!K$3:K$442,MATCH($C89,'SISPSN 2023'!$J$3:$J$442,0)),\"\")","v":503627.36},{"$f":"IFERROR(INDEX('SISPSN 2023'!L$3:L$442,MATCH($C89,'SISPSN 2023'!$J$3:$J$442,0)),\"\")","v":72838.53},{"$f":"IFERROR(INDEX('SISPSN 2023'!M$3:M$442,MATCH($C89,'SISPSN 2023'!$J$3:$J$442,0)),\"\")","v":14.46},{"$f":"IFERROR(INDEX('SISPSN 2023'!N$3:N$442,MATCH($C89,'SISPSN 2023'!$J$3:$J$442,0)),\"\")","v":419237.23},{"$f":"IFERROR(INDEX('SISPSN 2023'!O$3:O$442,MATCH($C89,'SISPSN 2023'!$J$3:$J$442,0)),\"\")","v":83.24},{"$f":"IFERROR(INDEX('SISPSN 2023'!P$3:P$442,MATCH($C89,'SISPSN 2023'!$J$3:$J$442,0)),\"\")","v":492075.76},{"$f":"IFERROR(INDEX('SISPSN 2023'!Q$3:Q$442,MATCH($C89,'SISPSN 2023'!$J$3:$J$442,0)),\"\")","v":97.71},{"$f":"IFERROR(INDEX('SISPSN 2023'!R$3:R$442,MATCH($C89,'SISPSN 2023'!$J$3:$J$442,0)),\"\")","v":72838.53},{"$f":"IFERROR(INDEX('SISPSN 2023'!S$3:S$442,MATCH($C89,'SISPSN 2023'!$J$3:$J$442,0)),\"\")","v":1843.29},{"$f":"IFERROR(INDEX('SISPSN 2023'!T$3:T$442,MATCH($C89,'SISPSN 2023'!$J$3:$J$442,0)),\"\")","v":14.83},{"$f":"IFERROR(INDEX('SISPSN 2023'!U$3:U$442,MATCH($C89,'SISPSN 2023'!$J$3:$J$442,0)),\"\")","v":"P 2"},null,0.55871684976786418,8.0806003119691633E-2,0.4650956700426393,0.54590167316233096,8.0806003119691633E-2,2.0449190488948145E-3,{"$f":"IFERROR(PERCENTRANK(_xlfn._xlws.FILTER($AD$4:$AD$547,$AD$4:$AD$547<>\"\"),AD89),\"\")","v":""},0.63200000000000001,0.95499999999999996,0.69799999999999995]
["Jawa Barat","Jawa Barat","Kota Banjar",209493,2023,null,"Jawa Barat","Jawa Barat","Kota Banjar",73.3,73.930000000000007,74.45,0.69599999999999995,1,{"$f":"IFERROR(INDEX('SISPSN 2023'!H$3:H$442,MATCH($C90,'SISPSN 2023'!$J$3:$J$442,0)),\"\")","v":2023},{"$f":"IFERROR(INDEX('SISPSN 2023'!I$3:I$442,MATCH($C90,'SISPSN 2023'!$J$3:$J$442,0)),\"\")","v":"Jawa Barat"},{"$f":"IFERROR(INDEX('SISPSN 2023'!J$3:J$442,MATCH($C90,'SISPSN 2023'!$J$3:$J$442,0)),\"\")","v":"Kota Banjar"},{"$f":"IFERROR(INDEX('SISPSN 2023'!K$3:K$442,MATCH($C90,'SISPSN 2023'!$J$3:$J$442,0)),\"\")","v":31624.18},{"$f":"IFERROR(INDEX('SISPSN 2023'!L$3:L$442,MATCH($C90,'SISPSN 2023'!$J$3:$J$442,0)),\"\")","v":6782.15},{"$f":"IFERROR(INDEX('SISPSN 2023'!M$3:M$442,MATCH($C90,'SISPSN 2023'!$J$3:$J$442,0)),\"\")","v":21.45},{"$f":"IFERROR(INDEX('SISPSN 2023'!N$3:N$442,MATCH($C90,'SISPSN 2023'!$J$3:$J$442,0)),\"\")","v":24068.7},{"$f":"IFERROR(INDEX('SISPSN 2023'!O$3:O$442,MATCH($C90,'SISPSN 2023'!$J$3:$J$442,0)),\"\")","v":76.11},{"$f":"IFERROR(INDEX('SISPSN 2023'!P$3:P$442,MATCH($C90,'SISPSN 2023'!$J$3:$J$442,0)),\"\")","v":30850.86},{"$f":"IFERROR(INDEX('SISPSN 2023'!Q$3:Q$442,MATCH($C90,'SISPSN 2023'!$J$3:$J$442,0)),\"\")","v":97.55},{"$f":"IFERROR(INDEX('SISPSN 2023'!R$3:R$442,MATCH($C90,'SISPSN 2023'!$J$3:$J$442,0)),\"\")","v":5533.23},{"$f":"IFERROR(INDEX('SISPSN 2023'!S$3:S$442,MATCH($C90,'SISPSN 2023'!$J$3:$J$442,0)),\"\")","v":7625.45},{"$f":"IFERROR(INDEX('SISPSN 2023'!T$3:T$442,MATCH($C90,'SISPSN 2023'!$J$3:$J$442,0)),\"\")","v":41.61},{"$f":"IFERROR(INDEX('SISPSN 2023'!U$3:U$442,MATCH($C90,'SISPSN 2023'!$J$3:$J$442,0)),\"\")","v":"P 2"},null,0.41357748965882346,8.8696199284521812E-2,0.31476776711210608,0.40346409717550963,7.2362963185287066E-2,9.9724782382306032E-2,{"$f":"IFERROR(PERCENTRANK(_xlfn._xlws.FILTER($AD$4:$AD$547,$AD$4:$AD$547<>\"\"),AD90),\"\")","v":""},0.83099999999999996,0.89500000000000002,0.98799999999999999]
["Jawa Barat","Jawa Barat","Kota Bekasi",2615182,2023,null,"Jawa Barat","Jawa Barat","Kota Bekasi",81.99,82.52,83.06,0.96699999999999997,1,{"$f":"IFERROR(INDEX('SISPSN 2023'!H$3:H$442,MATCH($C91,'SISPSN 2023'!$J$3:$J$442,0)),\"\")","v":2023},{"$f":"IFERROR(INDEX('SISPSN 2023'!I$3:I$442,MATCH($C91,'SISPSN 2023'!$J$3:$J$442,0)),\"\")","v":"Jawa Barat"},{"$f":"IFERROR(INDEX('SISPSN 2023'!J$3:J$442,MATCH($C91,'SISPSN 2023'!$J$3:$J$442,0)),\"\")","v":"Kota Bekasi"},{"$f":"IFERROR(INDEX('SISPSN 2023'!K$3:K$442,MATCH($C91,'SISPSN 2023'!$J$3:$J$442,0)),\"\")","v":637778.59},{"$f":"IFERROR(INDEX('SISPSN 2023'!L$3:L$442,MATCH($C91,'SISPSN 2023'!$J$3:$J$442,0)),\"\")","v":36351.629999999997},{"$f":"IFERROR(INDEX('SISPSN 2023'!M$3:M$442,MATCH($C91,'SISPSN 2023'!$J$3:$J$442,0)),\"\")","v":5.7},{"$f":"IFERROR(INDEX('SISPSN 2023'!N$3:N$442,MATCH($C91,'SISPSN 2023'!$J$3:$J$442,0)),\"\")","v":411359.88},{"$f":"IFERROR(INDEX('SISPSN 2023'!O$3:O$442,MATCH($C91,'SISPSN 2023'!$J$3:$J$442,0)),\"\")","v":64.5},{"$f":"IFERROR(INDEX('SISPSN 2023'!P$3:P$442,MATCH($C91,'SISPSN 2023'!$J$3:$J$442,0)),\"\")","v":447711.51},{"$f":"IFERROR(INDEX('SISPSN 2023'!Q$3:Q$442,MATCH($C91,'SISPSN 2023'!$J$3:$J$442,0)),\"\")","v":70.2},{"$f":"IFERROR(INDEX('SISPSN 2023'!R$3:R$442,MATCH($C91,'SISPSN 2023'!$J$3:$J$442,0)),\"\")","v":30726.61},{"$f":"IFERROR(INDEX('SISPSN 2023'!S$3:S$442,MATCH($C91,'SISPSN 2023'!$J$3:$J$442,0)),\"\")","v":880.89},{"$f":"IFERROR(INDEX('SISPSN 2023'!T$3:T$442,MATCH($C91,'SISPSN 2023'!$J$3:$J$442,0)),\"\")","v":4.96},{"$f":"IFERROR(INDEX('SISPSN 2023'!U$3:U$442,MATCH($C91,'SISPSN 2023'!$J$3:$J$442,0)),\"\")","v":"P 2"},null,0.66815181610294272,3.8082820564425371E-2,0.43095026268267894,0.4690330832471043,3.2189917623586022E-2,9.2284103373072035E-4,{"$f":"IFERROR(PERCENTRANK(_xlfn._xlws.FILTER($AD$4:$AD$547,$AD$4:$AD$547<>\"\"),AD91),\"\")","v":""},0.43,0.70899999999999996,0.45500000000000002]
["Jawa Barat","Jawa Barat","Kota Bogor",1074522,2023,null,"Jawa Barat","Jawa Barat","Kota Bogor",77.11,77.680000000000007,78.36,0.86499999999999999,1,{"$f":"IFERROR(INDEX('SISPSN 2023'!H$3:H$442,MATCH($C92,'SISPSN 2023'!$J$3:$J$442,0)),\"\")","v":2023},{"$f":"IFERROR(INDEX('SISPSN 2023'!I$3:I$442,MATCH($C92,'SISPSN 2023'!$J$3:$J$442,0)),\"\")","v":"Jawa Barat"},{"$f":"IFERROR(INDEX('SISPSN 2023'!J$3:J$442,MATCH($C92,'SISPSN 2023'!$J$3:$J$442,0)),\"\")","v":"Kota Bogor"},{"$f":"IFERROR(INDEX('SISPSN 2023'!K$3:K$442,MATCH($C92,'SISPSN 2023'!$J$3:$J$442,0)),\"\")","v":284631.59999999998},{"$f":"IFERROR(INDEX('SISPSN 2023'!L$3:L$442,MATCH($C92,'SISPSN 2023'!$J$3:$J$442,0)),\"\")","v":68201.06},{"$f":"IFERROR(INDEX('SISPSN 2023'!M$3:M$442,MATCH($C92,'SISPSN 2023'!$J$3:$J$442,0)),\"\")","v":23.96},{"$f":"IFERROR(INDEX('SISPSN 2023'!N$3:N$442,MATCH($C92,'SISPSN 2023'!$J$3:$J$442,0)),\"\")","v":200097.81},{"$f":"IFERROR(INDEX('SISPSN 2023'!O$3:O$442,MATCH($C92,'SISPSN 2023'!$J$3:$J$442,0)),\"\")","v":70.3},{"$f":"IFERROR(INDEX('SISPSN 2023'!P$3:P$442,MATCH($C92,'SISPSN 2023'!$J$3:$J$442,0)),\"\")","v":268298.87},{"$f":"IFERROR(INDEX('SISPSN 2023'!Q$3:Q$442,MATCH($C92,'SISPSN 2023'!$J$3:$J$442,0)),\"\")","v":94.26},{"$f":"IFERROR(INDEX('SISPSN 2023'!R$3:R$442,MATCH($C92,'SISPSN 2023'!$J$3:$J$442,0)),\"\")","v":66895.5},{"$f":"IFERROR(INDEX('SISPSN 2023'!S$3:S$442,MATCH($C92,'SISPSN 2023'!$J$3:$J$442,0)),\"\")","v":260.31},{"$f":"IFERROR(INDEX('SISPSN 2023'!T$3:T$442,MATCH($C92,'SISPSN 2023'!$J$3:$J$442,0)),\"\")","v":23.59},{"$f":"IFERROR(INDEX('SISPSN 2023'!U$3:U$442,MATCH($C92,'SISPSN 2023'!$J$3:$J$442,0)),\"\")","v":"P 2"},null,0.72572976890163809,0.17389333971578264,0.51019260478816797,0.68408594450395055,0.1705645323834723,6.6371659416166514E-4,{"$f":"IFERROR(PERCENTRANK(_xlfn._xlws.FILTER($AD$4:$AD$547,$AD$4:$AD$547<>\"\"),AD92),\"\")","v":""},0.872,0.75900000000000001,0.89200000000000002]
["Jawa Barat","Jawa Barat","Kota Cimahi",578718,2023,null,"Jawa Barat","Jawa Barat","Kota Cimahi",78.31,79.010000000000005,79.69,0.88600000000000001,1,{"$f":"IFERROR(INDEX('SISPSN 2023'!H$3:H$442,MATCH($C93,'SISPSN 2023'!$J$3:$J$442,0)),\"\")","v":2023},{"$f":"IFERROR(INDEX('SISPSN 2023'!I$3:I$442,MATCH($C93,'SISPSN 2023'!$J$3:$J$442,0)),\"\")","v":"Jawa Barat"},{"$f":"IFERROR(INDEX('SISPSN 2023'!J$3:J$442,MATCH($C93,'SISPSN 2023'!$J$3:$J$442,0)),\"\")","v":"Kota Cimahi"},{"$f":"IFERROR(INDEX('SISPSN 2023'!K$3:K$442,MATCH($C93,'SISPSN 2023'!$J$3:$J$442,0)),\"\")","v":84025.77},{"$f":"IFERROR(INDEX('SISPSN 2023'!L$3:L$442,MATCH($C93,'SISPSN 2023'!$J$3:$J$442,0)),\"\")","v":17592.849999999999},{"$f":"IFERROR(INDEX('SISPSN 2023'!M$3:M$442,MATCH($C93,'SISPSN 2023'!$J$3:$J$442,0)),\"\")","v":20.94},{"$f":"IFERROR(INDEX('SISPSN 2023'!N$3:N$442,MATCH($C93,'SISPSN 2023'!$J$3:$J$442,0)),\"\")","v":62402.22},{"$f":"IFERROR(INDEX('SISPSN 2023'!O$3:O$442,MATCH($C93,'SISPSN 2023'!$J$3:$J$442,0)),\"\")","v":74.27},{"$f":"IFERROR(INDEX('SISPSN 2023'!P$3:P$442,MATCH($C93,'SISPSN 2023'!$J$3:$J$442,0)),\"\")","v":79995.08},{"$f":"IFERROR(INDEX('SISPSN 2023'!Q$3:Q$442,MATCH($C93,'SISPSN 2023'!$J$3:$J$442,0)),\"\")","v":95.2},{"$f":"IFERROR(INDEX('SISPSN 2023'!R$3:R$442,MATCH($C93,'SISPSN 2023'!$J$3:$J$442,0)),\"\")","v":17592.849999999999},{"$f":"IFERROR(INDEX('SISPSN 2023'!S$3:S$442,MATCH($C93,'SISPSN 2023'!$J$3:$J$442,0)),\"\")","v":7482.5},{"$f":"IFERROR(INDEX('SISPSN 2023'!T$3:T$442,MATCH($C93,'SISPSN 2023'!$J$3:$J$442,0)),\"\")","v":29.84},{"$f":"IFERROR(INDEX('SISPSN 2023'!U$3:U$442,MATCH($C93,'SISPSN 2023'!$J$3:$J$442,0)),\"\")","v":"P 2"},null,0.39778888688635206,8.3286832345107448E-2,0.2954201982681891,0.3787070779545928,8.3286832345107448E-2,3.5423124907122294E-2,{"$f":"IFERROR(PERCENTRANK(_xlfn._xlws.FILTER($AD$4:$AD$547,$AD$4:$AD$547<>\"\"),AD93),\"\")","v":""},0.82499999999999996,0.872,0.96899999999999997]
["Jawa Barat","Jawa Barat","Kota Cirebon",345578,2023,null,"Jawa Barat","Jawa Barat","Kota Cirebon",76.260000000000005,76.89,77.45,0.83899999999999997,0,{"$f":"IFERROR(INDEX('SISPSN 2023'!H$3:H$442,MATCH($C94,'SISPSN 2023'!$J$3:$J$442,0)),\"\")","v":""},{"$f":"IFERROR(INDEX('SISPSN 2023'!I$3:I$442,MATCH($C94,'SISPSN 2023'!$J$3:$J$442,0)),\"\")","v":""},{"$f":"IFERROR(INDEX('SISPSN 2023'!J$3:J$442,MATCH($C94,'SISPSN 2023'!$J$3:$J$442,0)),\"\")","v":""},{"$f":"IFERROR(INDEX('SISPSN 2023'!K$3:K$442,MATCH($C94,'SISPSN 2023'!$J$3:$J$442,0)),\"\")","v":""},{"$f":"IFERROR(INDEX('SISPSN 2023'!L$3:L$442,MATCH($C94,'SISPSN 2023'!$J$3:$J$442,0)),\"\")","v":""},{"$f":"IFERROR(INDEX('SISPSN 2023'!M$3:M$442,MATCH($C94,'SISPSN 2023'!$J$3:$J$442,0)),\"\")","v":""},{"$f":"IFERROR(INDEX('SISPSN 2023'!N$3:N$442,MATCH($C94,'SISPSN 2023'!$J$3:$J$442,0)),\"\")","v":""},{"$f":"IFERROR(INDEX('SISPSN 2023'!O$3:O$442,MATCH($C94,'SISPSN 2023'!$J$3:$J$442,0)),\"\")","v":""},{"$f":"IFERROR(INDEX('SISPSN 2023'!P$3:P$442,MATCH($C94,'SISPSN 2023'!$J$3:$J$442,0)),\"\")","v":""},{"$f":"IFERROR(INDEX('SISPSN 2023'!Q$3:Q$442,MATCH($C94,'SISPSN 2023'!$J$3:$J$442,0)),\"\")","v":""},{"$f":"IFERROR(INDEX('SISPSN 2023'!R$3:R$442,MATCH($C94,'SISPSN 2023'!$J$3:$J$442,0)),\"\")","v":""},{"$f":"IFERROR(INDEX('SISPSN 2023'!S$3:S$442,MATCH($C94,'SISPSN 2023'!$J$3:$J$442,0)),\"\")","v":""},{"$f":"IFERROR(INDEX('SISPSN 2023'!T$3:T$442,MATCH($C94,'SISPSN 2023'!$J$3:$J$442,0)),\"\")","v":""},{"$f":"IFERROR(INDEX('SISPSN 2023'!U$3:U$442,MATCH($C94,'SISPSN 2023'!$J$3:$J$442,0)),\"\")","v":""},null,{"$error":"#VALUE!"},{"$error":"#VALUE!"},{"$error":"#VALUE!"},{"$error":"#VALUE!"},{"$error":"#VALUE!"},{"$error":"#VALUE!"},{"$f":"IFERROR(PERCENTRANK(_xlfn._xlws.FILTER($AD$4:$AD$547,$AD$4:$AD$547<>\"\"),AD94),\"\")","v":""},{"$error":"#VALUE!"},{"$error":"#VALUE!"},{"$error":"#VALUE!"}]
["Jawa Barat","Jawa Barat","Kota Depok",2160905,2023,null,"Jawa Barat","Jawa Barat","Kota Depok",81.540000000000006,82.02,82.53,0.95599999999999996,0,{"$f":"IFERROR(INDEX('SISPSN 2023'!H$3:H$442,MATCH($C95,'SISPSN 2023'!$J$3:$J$442,0)),\"\")","v":""},{"$f":"IFERROR(INDEX('SISPSN 2023'!I$3:I$442,MATCH($C95,'SISPSN 2023'!$J$3:$J$442,0)),\"\")","v":""},{"$f":"IFERROR(INDEX('SISPSN 2023'!J$3:J$442,MATCH($C95,'SISPSN 2023'!$J$3:$J$442,0)),\"\")","v":""},{"$f":"IFERROR(INDEX('SISPSN 2023'!K$3:K$442,MATCH($C95,'SISPSN 2023'!$J$3:$J$442,0)),\"\")","v":""},{"$f":"IFERROR(INDEX('SISPSN 2023'!L$3:L$442,MATCH($C95,'SISPSN 2023'!$J$3:$J$442,0)),\"\")","v":""},{"$f":"IFERROR(INDEX('SISPSN 2023'!M$3:M$442,MATCH($C95,'SISPSN 2023'!$J$3:$J$442,0)),\"\")","v":""},{"$f":"IFERROR(INDEX('SISPSN 2023'!N$3:N$442,MATCH($C95,'SISPSN 2023'!$J$3:$J$442,0)),\"\")","v":""},{"$f":"IFERROR(INDEX('SISPSN 2023'!O$3:O$442,MATCH($C95,'SISPSN 2023'!$J$3:$J$442,0)),\"\")","v":""},{"$f":"IFERROR(INDEX('SISPSN 2023'!P$3:P$442,MATCH($C95,'SISPSN 2023'!$J$3:$J$442,0)),\"\")","v":""},{"$f":"IFERROR(INDEX('SISPSN 2023'!Q$3:Q$442,MATCH($C95,'SISPSN 2023'!$J$3:$J$442,0)),\"\")","v":""},{"$f":"IFERROR(INDEX('SISPSN 2023'!R$3:R$442,MATCH($C95,'SISPSN 2023'!$J$3:$J$442,0)),\"\")","v":""},{"$f":"IFERROR(INDEX('SISPSN 2023'!S$3:S$442,MATCH($C95,'SISPSN 2023'!$J$3:$J$442,0)),\"\")","v":""},{"$f":"IFERROR(INDEX('SISPSN 2023'!T$3:T$442,MATCH($C95,'SISPSN 2023'!$J$3:$J$442,0)),\"\")","v":""},{"$f":"IFERROR(INDEX('SISPSN 2023'!U$3:U$442,MATCH($C95,'SISPSN 2023'!$J$3:$J$442,0)),\"\")","v":""},null,{"$error":"#VALUE!"},{"$error":"#VALUE!"},{"$error":"#VALUE!"},{"$error":"#VALUE!"},{"$error":"#VALUE!"},{"$error":"#VALUE!"},{"$f":"IFERROR(PERCENTRANK(_xlfn._xlws.FILTER($AD$4:$AD$547,$AD$4:$AD$547<>\"\"),AD95),\"\")","v":""},{"$error":"#VALUE!"},{"$error":"#VALUE!"},{"$error":"#VALUE!"}]
["Jawa Barat","Jawa Barat","Kota Sukabumi",362018,2023,null,"Jawa Barat","Jawa Barat","Kota Sukabumi",75.44,76.239999999999995,77.16,0.83,1,{"$f":"IFERROR(INDEX('SISPSN 2023'!H$3:H$442,MATCH($C96,'SISPSN 2023'!$J$3:$J$442,0)),\"\")","v":2023},{"$f":"IFERROR(INDEX('SISPSN 2023'!I$3:I$442,MATCH($C96,'SISPSN 2023'!$J$3:$J$442,0)),\"\")","v":"Jawa Barat"},{"$f":"IFERROR(INDEX('SISPSN 2023'!J$3:J$442,MATCH($C96,'SISPSN 2023'!$J$3:$J$442,0)),\"\")","v":"Kota Sukabumi"},{"$f":"IFERROR(INDEX('SISPSN 2023'!K$3:K$442,MATCH($C96,'SISPSN 2023'!$J$3:$J$442,0)),\"\")","v":67308.3},{"$f":"IFERROR(INDEX('SISPSN 2023'!L$3:L$442,MATCH($C96,'SISPSN 2023'!$J$3:$J$442,0)),\"\")","v":17508.46},{"$f":"IFERROR(INDEX('SISPSN 2023'!M$3:M$442,MATCH($C96,'SISPSN 2023'!$J$3:$J$442,0)),\"\")","v":26.01},{"$f":"IFERROR(INDEX('SISPSN 2023'!N$3:N$442,MATCH($C96,'SISPSN 2023'!$J$3:$J$442,0)),\"\")","v":49275},{"$f":"IFERROR(INDEX('SISPSN 2023'!O$3:O$442,MATCH($C96,'SISPSN 2023'!$J$3:$J$442,0)),\"\")","v":73.209999999999994},{"$f":"IFERROR(INDEX('SISPSN 2023'!P$3:P$442,MATCH($C96,'SISPSN 2023'!$J$3:$J$442,0)),\"\")","v":66783.460000000006},{"$f":"IFERROR(INDEX('SISPSN 2023'!Q$3:Q$442,MATCH($C96,'SISPSN 2023'!$J$3:$J$442,0)),\"\")","v":99.22},{"$f":"IFERROR(INDEX('SISPSN 2023'!R$3:R$442,MATCH($C96,'SISPSN 2023'!$J$3:$J$442,0)),\"\")","v":11285.21},{"$f":"IFERROR(INDEX('SISPSN 2023'!S$3:S$442,MATCH($C96,'SISPSN 2023'!$J$3:$J$442,0)),\"\")","v":0},{"$f":"IFERROR(INDEX('SISPSN 2023'!T$3:T$442,MATCH($C96,'SISPSN 2023'!$J$3:$J$442,0)),\"\")","v":16.77},{"$f":"IFERROR(INDEX('SISPSN 2023'!U$3:U$442,MATCH($C96,'SISPSN 2023'!$J$3:$J$442,0)),\"\")","v":"P 2"},null,0.50938434378915687,0.1325027583204256,0.3729096343275749,0.50541239264800053,8.5405652651646694E-2,0,{"$f":"IFERROR(PERCENTRANK(_xlfn._xlws.FILTER($AD$4:$AD$547,$AD$4:$AD$547<>\"\"),AD96),\"\")","v":""},0.91400000000000003,0.84499999999999997,0.745]
["Jawa Barat","Jawa Barat","Kota Tasikmalaya",742958,2023,null,"Jawa Barat","Jawa Barat","Kota Tasikmalaya",74.31,74.84,75.47,0.77300000000000002,1,{"$f":"IFERROR(INDEX('SISPSN 2023'!H$3:H$442,MATCH($C97,'SISPSN 2023'!$J$3:$J$442,0)),\"\")","v":2023},{"$f":"IFERROR(INDEX('SISPSN 2023'!I$3:I$442,MATCH($C97,'SISPSN 2023'!$J$3:$J$442,0)),\"\")","v":"Jawa Barat"},{"$f":"IFERROR(INDEX('SISPSN 2023'!J$3:J$442,MATCH($C97,'SISPSN 2023'!$J$3:$J$442,0)),\"\")","v":"Kota Tasikmalaya"},{"$f":"IFERROR(INDEX('SISPSN 2023'!K$3:K$442,MATCH($C97,'SISPSN 2023'!$J$3:$J$442,0)),\"\")","v":117955.24},{"$f":"IFERROR(INDEX('SISPSN 2023'!L$3:L$442,MATCH($C97,'SISPSN 2023'!$J$3:$J$442,0)),\"\")","v":20001.490000000002},{"$f":"IFERROR(INDEX('SISPSN 2023'!M$3:M$442,MATCH($C97,'SISPSN 2023'!$J$3:$J$442,0)),\"\")","v":16.96},{"$f":"IFERROR(INDEX('SISPSN 2023'!N$3:N$442,MATCH($C97,'SISPSN 2023'!$J$3:$J$442,0)),\"\")","v":76915.73},{"$f":"IFERROR(INDEX('SISPSN 2023'!O$3:O$442,MATCH($C97,'SISPSN 2023'!$J$3:$J$442,0)),\"\")","v":65.209999999999994},{"$f":"IFERROR(INDEX('SISPSN 2023'!P$3:P$442,MATCH($C97,'SISPSN 2023'!$J$3:$J$442,0)),\"\")","v":96917.21},{"$f":"IFERROR(INDEX('SISPSN 2023'!Q$3:Q$442,MATCH($C97,'SISPSN 2023'!$J$3:$J$442,0)),\"\")","v":82.16},{"$f":"IFERROR(INDEX('SISPSN 2023'!R$3:R$442,MATCH($C97,'SISPSN 2023'!$J$3:$J$442,0)),\"\")","v":20001.490000000002},{"$f":"IFERROR(INDEX('SISPSN 2023'!S$3:S$442,MATCH($C97,'SISPSN 2023'!$J$3:$J$442,0)),\"\")","v":377.53},{"$f":"IFERROR(INDEX('SISPSN 2023'!T$3:T$442,MATCH($C97,'SISPSN 2023'!$J$3:$J$442,0)),\"\")","v":17.28},{"$f":"IFERROR(INDEX('SISPSN 2023'!U$3:U$442,MATCH($C97,'SISPSN 2023'!$J$3:$J$442,0)),\"\")","v":"P 2"},null,0.43497080736177607,7.3757335865184875E-2,0.28363383582552482,0.35739113481478901,7.3757335865184875E-2,1.3921766332999814E-3,{"$f":"IFERROR(PERCENTRANK(_xlfn._xlws.FILTER($AD$4:$AD$547,$AD$4:$AD$547<>\"\"),AD97),\"\")","v":""},0.72899999999999998,0.72,0.76700000000000002]
["Jawa Barat","Jawa Barat","Kab. Kuningan",1211553,2023,null,"Jawa Barat","Jawa Barat","Kuningan",69.989999999999995,70.44,70.989999999999995,0.36699999999999999,1,{"$f":"IFERROR(INDEX('SISPSN 2023'!H$3:H$442,MATCH($C98,'SISPSN 2023'!$J$3:$J$442,0)),\"\")","v":2023},{"$f":"IFERROR(INDEX('SISPSN 2023'!I$3:I$442,MATCH($C98,'SISPSN 2023'!$J$3:$J$442,0)),\"\")","v":"Jawa Barat"},{"$f":"IFERROR(INDEX('SISPSN 2023'!J$3:J$442,MATCH($C98,'SISPSN 2023'!$J$3:$J$442,0)),\"\")","v":"Kab. Kuningan"},{"$f":"IFERROR(INDEX('SISPSN 2023'!K$3:K$442,MATCH($C98,'SISPSN 2023'!$J$3:$J$442,0)),\"\")","v":218783.56},{"$f":"IFERROR(INDEX('SISPSN 2023'!L$3:L$442,MATCH($C98,'SISPSN 2023'!$J$3:$J$442,0)),\"\")","v":9129.57},{"$f":"IFERROR(INDEX('SISPSN 2023'!M$3:M$442,MATCH($C98,'SISPSN 2023'!$J$3:$J$442,0)),\"\")","v":4.17},{"$f":"IFERROR(INDEX('SISPSN 2023'!N$3:N$442,MATCH($C98,'SISPSN 2023'!$J$3:$J$442,0)),\"\")","v":96725},{"$f":"IFERROR(INDEX('SISPSN 2023'!O$3:O$442,MATCH($C98,'SISPSN 2023'!$J$3:$J$442,0)),\"\")","v":44.21},{"$f":"IFERROR(INDEX('SISPSN 2023'!P$3:P$442,MATCH($C98,'SISPSN 2023'!$J$3:$J$442,0)),\"\")","v":105854.57},{"$f":"IFERROR(INDEX('SISPSN 2023'!Q$3:Q$442,MATCH($C98,'SISPSN 2023'!$J$3:$J$442,0)),\"\")","v":48.38},{"$f":"IFERROR(INDEX('SISPSN 2023'!R$3:R$442,MATCH($C98,'SISPSN 2023'!$J$3:$J$442,0)),\"\")","v":4765.6899999999996},{"$f":"IFERROR(INDEX('SISPSN 2023'!S$3:S$442,MATCH($C98,'SISPSN 2023'!$J$3:$J$442,0)),\"\")","v":0},{"$f":"IFERROR(INDEX('SISPSN 2023'!T$3:T$442,MATCH($C98,'SISPSN 2023'!$J$3:$J$442,0)),\"\")","v":2.1800000000000002},{"$f":"IFERROR(INDEX('SISPSN 2023'!U$3:U$442,MATCH($C98,'SISPSN 2023'!$J$3:$J$442,0)),\"\")","v":"P 2"},null,0.49474270931492897,2.0645007315359051E-2,0.21872753399975073,0.23937254131510977,1.0776816970868668E-2,0,{"$f":"IFERROR(PERCENTRANK(_xlfn._xlws.FILTER($AD$4:$AD$547,$AD$4:$AD$547<>\"\"),AD98),\"\")","v":""},0.37,0.54600000000000004,0.35599999999999998]
["Jawa Barat","Jawa Barat","Majalengka",1351828,2023,null,"Jawa Barat","Jawa Barat","Majalengka",69.42,70.180000000000007,70.760000000000005,0.34399999999999997,0,{"$f":"IFERROR(INDEX('SISPSN 2023'!H$3:H$442,MATCH($C99,'SISPSN 2023'!$J$3:$J$442,0)),\"\")","v":""},{"$f":"IFERROR(INDEX('SISPSN 2023'!I$3:I$442,MATCH($C99,'SISPSN 2023'!$J$3:$J$442,0)),\"\")","v":""},{"$f":"IFERROR(INDEX('SISPSN 2023'!J$3:J$442,MATCH($C99,'SISPSN 2023'!$J$3:$J$442,0)),\"\")","v":""},{"$f":"IFERROR(INDEX('SISPSN 2023'!K$3:K$442,MATCH($C99,'SISPSN 2023'!$J$3:$J$442,0)),\"\")","v":""},{"$f":"IFERROR(INDEX('SISPSN 2023'!L$3:L$442,MATCH($C99,'SISPSN 2023'!$J$3:$J$442,0)),\"\")","v":""},{"$f":"IFERROR(INDEX('SISPSN 2023'!M$3:M$442,MATCH($C99,'SISPSN 2023'!$J$3:$J$442,0)),\"\")","v":""},{"$f":"IFERROR(INDEX('SISPSN 2023'!N$3:N$442,MATCH($C99,'SISPSN 2023'!$J$3:$J$442,0)),\"\")","v":""},{"$f":"IFERROR(INDEX('SISPSN 2023'!O$3:O$442,MATCH($C99,'SISPSN 2023'!$J$3:$J$442,0)),\"\")","v":""},{"$f":"IFERROR(INDEX('SISPSN 2023'!P$3:P$442,MATCH($C99,'SISPSN 2023'!$J$3:$J$442,0)),\"\")","v":""},{"$f":"IFERROR(INDEX('SISPSN 2023'!Q$3:Q$442,MATCH($C99,'SISPSN 2023'!$J$3:$J$442,0)),\"\")","v":""},{"$f":"IFERROR(INDEX('SISPSN 2023'!R$3:R$442,MATCH($C99,'SISPSN 2023'!$J$3:$J$442,0)),\"\")","v":""},{"$f":"IFERROR(INDEX('SISPSN 2023'!S$3:S$442,MATCH($C99,'SISPSN 2023'!$J$3:$J$442,0)),\"\")","v":""},{"$f":"IFERROR(INDEX('SISPSN 2023'!T$3:T$442,MATCH($C99,'SISPSN 2023'!$J$3:$J$442,0)),\"\")","v":""},{"$f":"IFERROR(INDEX('SISPSN 2023'!U$3:U$442,MATCH($C99,'SISPSN 2023'!$J$3:$J$442,0)),\"\")","v":""},null,{"$error":"#VALUE!"},{"$error":"#VALUE!"},{"$error":"#VALUE!"},{"$error":"#VALUE!"},{"$error":"#VALUE!"},{"$error":"#VALUE!"},{"$f":"IFERROR(PERCENTRANK(_xlfn._xlws.FILTER($AD$4:$AD$547,$AD$4:$AD$547<>\"\"),AD99),\"\")","v":""},{"$error":"#VALUE!"},{"$error":"#VALUE!"},{"$error":"#VALUE!"}]
["Jawa Barat","Jawa Barat","Pangandaran",437094,2023,null,"Jawa Barat","Jawa Barat","Pangandaran",69.459999999999994,70.209999999999994,70.569999999999993,0.33400000000000002,0,{"$f":"IFERROR(INDEX('SISPSN 2023'!H$3:H$442,MATCH($C100,'SISPSN 2023'!$J$3:$J$442,0)),\"\")","v":""},{"$f":"IFERROR(INDEX('SISPSN 2023'!I$3:I$442,MATCH($C100,'SISPSN 2023'!$J$3:$J$442,0)),\"\")","v":""},{"$f":"IFERROR(INDEX('SISPSN 2023'!J$3:J$442,MATCH($C100,'SISPSN 2023'!$J$3:$J$442,0)),\"\")","v":""},{"$f":"IFERROR(INDEX('SISPSN 2023'!K$3:K$442,MATCH($C100,'SISPSN 2023'!$J$3:$J$442,0)),\"\")","v":""},{"$f":"IFERROR(INDEX('SISPSN 2023'!L$3:L$442,MATCH($C100,'SISPSN 2023'!$J$3:$J$442,0)),\"\")","v":""},{"$f":"IFERROR(INDEX('SISPSN 2023'!M$3:M$442,MATCH($C100,'SISPSN 2023'!$J$3:$J$442,0)),\"\")","v":""},{"$f":"IFERROR(INDEX('SISPSN 2023'!N$3:N$442,MATCH($C100,'SISPSN 2023'!$J$3:$J$442,0)),\"\")","v":""},{"$f":"IFERROR(INDEX('SISPSN 2023'!O$3:O$442,MATCH($C100,'SISPSN 2023'!$J$3:$J$442,0)),\"\")","v":""},{"$f":"IFERROR(INDEX('SISPSN 2023'!P$3:P$442,MATCH($C100,'SISPSN 2023'!$J$3:$J$442,0)),\"\")","v":""},{"$f":"IFERROR(INDEX('SISPSN 2023'!Q$3:Q$442,MATCH($C100,'SISPSN 2023'!$J$3:$J$442,0)),\"\")","v":""},{"$f":"IFERROR(INDEX('SISPSN 2023'!R$3:R$442,MATCH($C100,'SISPSN 2023'!$J$3:$J$442,0)),\"\")","v":""},{"$f":"IFERROR(INDEX('SISPSN 2023'!S$3:S$442,MATCH($C100,'SISPSN 2023'!$J$3:$J$442,0)),\"\")","v":""},{"$f":"IFERROR(INDEX('SISPSN 2023'!T$3:T$442,MATCH($C100,'SISPSN 2023'!$J$3:$J$442,0)),\"\")","v":""},{"$f":"IFERROR(INDEX('SISPSN 2023'!U$3:U$442,MATCH($C100,'SISPSN 2023'!$J$3:$J$442,0)),\"\")","v":""},null,{"$error":"#VALUE!"},{"$error":"#VALUE!"},{"$error":"#VALUE!"},{"$error":"#VALUE!"},{"$error":"#VALUE!"},{"$error":"#VALUE!"},{"$f":"IFERROR(PERCENTRANK(_xlfn._xlws.FILTER($AD$4:$AD$547,$AD$4:$AD$547<>\"\"),AD100),\"\")","v":""},{"$error":"#VALUE!"},{"$error":"#VALUE!"},{"$error":"#VALUE!"}]
["Jawa Barat","Jawa Barat","Purwakarta",1045704,2023,null,"Jawa Barat","Jawa Barat","Purwakarta",72.31,72.89,73.430000000000007,0.59299999999999997,0,{"$f":"IFERROR(INDEX('SISPSN 2023'!H$3:H$442,MATCH($C101,'SISPSN 2023'!$J$3:$J$442,0)),\"\")","v":""},{"$f":"IFERROR(INDEX('SISPSN 2023'!I$3:I$442,MATCH($C101,'SISPSN 2023'!$J$3:$J$442,0)),\"\")","v":""},{"$f":"IFERROR(INDEX('SISPSN 2023'!J$3:J$442,MATCH($C101,'SISPSN 2023'!$J$3:$J$442,0)),\"\")","v":""},{"$f":"IFERROR(INDEX('SISPSN 2023'!K$3:K$442,MATCH($C101,'SISPSN 2023'!$J$3:$J$442,0)),\"\")","v":""},{"$f":"IFERROR(INDEX('SISPSN 2023'!L$3:L$442,MATCH($C101,'SISPSN 2023'!$J$3:$J$442,0)),\"\")","v":""},{"$f":"IFERROR(INDEX('SISPSN 2023'!M$3:M$442,MATCH($C101,'SISPSN 2023'!$J$3:$J$442,0)),\"\")","v":""},{"$f":"IFERROR(INDEX('SISPSN 2023'!N$3:N$442,MATCH($C101,'SISPSN 2023'!$J$3:$J$442,0)),\"\")","v":""},{"$f":"IFERROR(INDEX('SISPSN 2023'!O$3:O$442,MATCH($C101,'SISPSN 2023'!$J$3:$J$442,0)),\"\")","v":""},{"$f":"IFERROR(INDEX('SISPSN 2023'!P$3:P$442,MATCH($C101,'SISPSN 2023'!$J$3:$J$442,0)),\"\")","v":""},{"$f":"IFERROR(INDEX('SISPSN 2023'!Q$3:Q$442,MATCH($C101,'SISPSN 2023'!$J$3:$J$442,0)),\"\")","v":""},{"$f":"IFERROR(INDEX('SISPSN 2023'!R$3:R$442,MATCH($C101,'SISPSN 2023'!$J$3:$J$442,0)),\"\")","v":""},{"$f":"IFERROR(INDEX('SISPSN 2023'!S$3:S$442,MATCH($C101,'SISPSN 2023'!$J$3:$J$442,0)),\"\")","v":""},{"$f":"IFERROR(INDEX('SISPSN 2023'!T$3:T$442,MATCH($C101,'SISPSN 2023'!$J$3:$J$442,0)),\"\")","v":""},{"$f":"IFERROR(INDEX('SISPSN 2023'!U$3:U$442,MATCH($C101,'SISPSN 2023'!$J$3:$J$442,0)),\"\")","v":""},null,{"$error":"#VALUE!"},{"$error":"#VALUE!"},{"$error":"#VALUE!"},{"$error":"#VALUE!"},{"$error":"#VALUE!"},{"$error":"#VALUE!"},{"$f":"IFERROR(PERCENTRANK(_xlfn._xlws.FILTER($AD$4:$AD$547,$AD$4:$AD$547<>\"\"),AD101),\"\")","v":""},{"$error":"#VALUE!"},{"$error":"#VALUE!"},{"$error":"#VALUE!"}]
["Jawa Barat","Jawa Barat","Subang",1639931,2023,null,"Jawa Barat","Jawa Barat","Subang",69.84,70.540000000000006,71.42,0.4,0,{"$f":"IFERROR(INDEX('SISPSN 2023'!H$3:H$442,MATCH($C102,'SISPSN 2023'!$J$3:$J$442,0)),\"\")","v":""},{"$f":"IFERROR(INDEX('SISPSN 2023'!I$3:I$442,MATCH($C102,'SISPSN 2023'!$J$3:$J$442,0)),\"\")","v":""},{"$f":"IFERROR(INDEX('SISPSN 2023'!J$3:J$442,MATCH($C102,'SISPSN 2023'!$J$3:$J$442,0)),\"\")","v":""},{"$f":"IFERROR(INDEX('SISPSN 2023'!K$3:K$442,MATCH($C102,'SISPSN 2023'!$J$3:$J$442,0)),\"\")","v":""},{"$f":"IFERROR(INDEX('SISPSN 2023'!L$3:L$442,MATCH($C102,'SISPSN 2023'!$J$3:$J$442,0)),\"\")","v":""},{"$f":"IFERROR(INDEX('SISPSN 2023'!M$3:M$442,MATCH($C102,'SISPSN 2023'!$J$3:$J$442,0)),\"\")","v":""},{"$f":"IFERROR(INDEX('SISPSN 2023'!N$3:N$442,MATCH($C102,'SISPSN 2023'!$J$3:$J$442,0)),\"\")","v":""},{"$f":"IFERROR(INDEX('SISPSN 2023'!O$3:O$442,MATCH($C102,'SISPSN 2023'!$J$3:$J$442,0)),\"\")","v":""},{"$f":"IFERROR(INDEX('SISPSN 2023'!P$3:P$442,MATCH($C102,'SISPSN 2023'!$J$3:$J$442,0)),\"\")","v":""},{"$f":"IFERROR(INDEX('SISPSN 2023'!Q$3:Q$442,MATCH($C102,'SISPSN 2023'!$J$3:$J$442,0)),\"\")","v":""},{"$f":"IFERROR(INDEX('SISPSN 2023'!R$3:R$442,MATCH($C102,'SISPSN 2023'!$J$3:$J$442,0)),\"\")","v":""},{"$f":"IFERROR(INDEX('SISPSN 2023'!S$3:S$442,MATCH($C102,'SISPSN 2023'!$J$3:$J$442,0)),\"\")","v":""},{"$f":"IFERROR(INDEX('SISPSN 2023'!T$3:T$442,MATCH($C102,'SISPSN 2023'!$J$3:$J$442,0)),\"\")","v":""},{"$f":"IFERROR(INDEX('SISPSN 2023'!U$3:U$442,MATCH($C102,'SISPSN 2023'!$J$3:$J$442,0)),\"\")","v":""},null,{"$error":"#VALUE!"},{"$error":"#VALUE!"},{"$error":"#VALUE!"},{"$error":"#VALUE!"},{"$error":"#VALUE!"},{"$error":"#VALUE!"},{"$f":"IFERROR(PERCENTRANK(_xlfn._xlws.FILTER($AD$4:$AD$547,$AD$4:$AD$547<>\"\"),AD102),\"\")","v":""},{"$error":"#VALUE!"},{"$error":"#VALUE!"},{"$error":"#VALUE!"}]
["Jawa Barat","Jawa Barat","Kota Sukabumi",2851890,2023,null,"Jawa Barat","Jawa Barat","Sukabumi",68.33,68.87,69.709999999999994,0.26300000000000001,1,{"$f":"IFERROR(INDEX('SISPSN 2023'!H$3:H$442,MATCH($C103,'SISPSN 2023'!$J$3:$J$442,0)),\"\")","v":2023},{"$f":"IFERROR(INDEX('SISPSN 2023'!I$3:I$442,MATCH($C103,'SISPSN 2023'!$J$3:$J$442,0)),\"\")","v":"Jawa Barat"},{"$f":"IFERROR(INDEX('SISPSN 2023'!J$3:J$442,MATCH($C103,'SISPSN 2023'!$J$3:$J$442,0)),\"\")","v":"Kota Sukabumi"},{"$f":"IFERROR(INDEX('SISPSN 2023'!K$3:K$442,MATCH($C103,'SISPSN 2023'!$J$3:$J$442,0)),\"\")","v":67308.3},{"$f":"IFERROR(INDEX('SISPSN 2023'!L$3:L$442,MATCH($C103,'SISPSN 2023'!$J$3:$J$442,0)),\"\")","v":17508.46},{"$f":"IFERROR(INDEX('SISPSN 2023'!M$3:M$442,MATCH($C103,'SISPSN 2023'!$J$3:$J$442,0)),\"\")","v":26.01},{"$f":"IFERROR(INDEX('SISPSN 2023'!N$3:N$442,MATCH($C103,'SISPSN 2023'!$J$3:$J$442,0)),\"\")","v":49275},{"$f":"IFERROR(INDEX('SISPSN 2023'!O$3:O$442,MATCH($C103,'SISPSN 2023'!$J$3:$J$442,0)),\"\")","v":73.209999999999994},{"$f":"IFERROR(INDEX('SISPSN 2023'!P$3:P$442,MATCH($C103,'SISPSN 2023'!$J$3:$J$442,0)),\"\")","v":66783.460000000006},{"$f":"IFERROR(INDEX('SISPSN 2023'!Q$3:Q$442,MATCH($C103,'SISPSN 2023'!$J$3:$J$442,0)),\"\")","v":99.22},{"$f":"IFERROR(INDEX('SISPSN 2023'!R$3:R$442,MATCH($C103,'SISPSN 2023'!$J$3:$J$442,0)),\"\")","v":11285.21},{"$f":"IFERROR(INDEX('SISPSN 2023'!S$3:S$442,MATCH($C103,'SISPSN 2023'!$J$3:$J$442,0)),\"\")","v":0},{"$f":"IFERROR(INDEX('SISPSN 2023'!T$3:T$442,MATCH($C103,'SISPSN 2023'!$J$3:$J$442,0)),\"\")","v":16.77},{"$f":"IFERROR(INDEX('SISPSN 2023'!U$3:U$442,MATCH($C103,'SISPSN 2023'!$J$3:$J$442,0)),\"\")","v":"P 2"},null,6.4661084884011302E-2,1.6819857554689639E-2,4.7337029128051926E-2,6.4156886682741568E-2,1.0841366098146786E-2,0,{"$f":"IFERROR(PERCENTRANK(_xlfn._xlws.FILTER($AD$4:$AD$547,$AD$4:$AD$547<>\"\"),AD103),\"\")","v":""},0.91400000000000003,0.84499999999999997,0.745]
["Jawa Barat","Jawa Barat","Kab. Sumedang",1174485,2023,null,"Jawa Barat","Jawa Barat","Sumedang",72.64,73.53,74.02,0.65900000000000003,1,{"$f":"IFERROR(INDEX('SISPSN 2023'!H$3:H$442,MATCH($C104,'SISPSN 2023'!$J$3:$J$442,0)),\"\")","v":2023},{"$f":"IFERROR(INDEX('SISPSN 2023'!I$3:I$442,MATCH($C104,'SISPSN 2023'!$J$3:$J$442,0)),\"\")","v":"Jawa Barat"},{"$f":"IFERROR(INDEX('SISPSN 2023'!J$3:J$442,MATCH($C104,'SISPSN 2023'!$J$3:$J$442,0)),\"\")","v":"Kab. Sumedang"},{"$f":"IFERROR(INDEX('SISPSN 2023'!K$3:K$442,MATCH($C104,'SISPSN 2023'!$J$3:$J$442,0)),\"\")","v":174806.09},{"$f":"IFERROR(INDEX('SISPSN 2023'!L$3:L$442,MATCH($C104,'SISPSN 2023'!$J$3:$J$442,0)),\"\")","v":9157.56},{"$f":"IFERROR(INDEX('SISPSN 2023'!M$3:M$442,MATCH($C104,'SISPSN 2023'!$J$3:$J$442,0)),\"\")","v":5.24},{"$f":"IFERROR(INDEX('SISPSN 2023'!N$3:N$442,MATCH($C104,'SISPSN 2023'!$J$3:$J$442,0)),\"\")","v":52738.85},{"$f":"IFERROR(INDEX('SISPSN 2023'!O$3:O$442,MATCH($C104,'SISPSN 2023'!$J$3:$J$442,0)),\"\")","v":30.17},{"$f":"IFERROR(INDEX('SISPSN 2023'!P$3:P$442,MATCH($C104,'SISPSN 2023'!$J$3:$J$442,0)),\"\")","v":61896.4},{"$f":"IFERROR(INDEX('SISPSN 2023'!Q$3:Q$442,MATCH($C104,'SISPSN 2023'!$J$3:$J$442,0)),\"\")","v":35.409999999999997},{"$f":"IFERROR(INDEX('SISPSN 2023'!R$3:R$442,MATCH($C104,'SISPSN 2023'!$J$3:$J$442,0)),\"\")","v":9114.42},{"$f":"IFERROR(INDEX('SISPSN 2023'!S$3:S$442,MATCH($C104,'SISPSN 2023'!$J$3:$J$442,0)),\"\")","v":0},{"$f":"IFERROR(INDEX('SISPSN 2023'!T$3:T$442,MATCH($C104,'SISPSN 2023'!$J$3:$J$442,0)),\"\")","v":5.21},{"$f":"IFERROR(INDEX('SISPSN 2023'!U$3:U$442,MATCH($C104,'SISPSN 2023'!$J$3:$J$442,0)),\"\")","v":"P 2"},null,0.40777089066318251,2.1361878167411294E-2,0.12302413398212833,0.1443859888224982,2.1261245310608596E-2,0,{"$f":"IFERROR(PERCENTRANK(_xlfn._xlws.FILTER($AD$4:$AD$547,$AD$4:$AD$547<>\"\"),AD104),\"\")","v":""},0.41099999999999998,0.36699999999999999,0.47199999999999998]
["Jawa Barat","Jawa Barat","Kota Tasikmalaya",1928640,2023,null,"Jawa Barat","Jawa Barat","Tasikmalaya",67.430000000000007,68.45,69.38,0.24299999999999999,1,{"$f":"IFERROR(INDEX('SISPSN 2023'!H$3:H$442,MATCH($C105,'SISPSN 2023'!$J$3:$J$442,0)),\"\")","v":2023},{"$f":"IFERROR(INDEX('SISPSN 2023'!I$3:I$442,MATCH($C105,'SISPSN 2023'!$J$3:$J$442,0)),\"\")","v":"Jawa Barat"},{"$f":"IFERROR(INDEX('SISPSN 2023'!J$3:J$442,MATCH($C105,'SISPSN 2023'!$J$3:$J$442,0)),\"\")","v":"Kota Tasikmalaya"},{"$f":"IFERROR(INDEX('SISPSN 2023'!K$3:K$442,MATCH($C105,'SISPSN 2023'!$J$3:$J$442,0)),\"\")","v":117955.24},{"$f":"IFERROR(INDEX('SISPSN 2023'!L$3:L$442,MATCH($C105,'SISPSN 2023'!$J$3:$J$442,0)),\"\")","v":20001.490000000002},{"$f":"IFERROR(INDEX('SISPSN 2023'!M$3:M$442,MATCH($C105,'SISPSN 2023'!$J$3:$J$442,0)),\"\")","v":16.96},{"$f":"IFERROR(INDEX('SISPSN 2023'!N$3:N$442,MATCH($C105,'SISPSN 2023'!$J$3:$J$442,0)),\"\")","v":76915.73},{"$f":"IFERROR(INDEX('SISPSN 2023'!O$3:O$442,MATCH($C105,'SISPSN 2023'!$J$3:$J$442,0)),\"\")","v":65.209999999999994},{"$f":"IFERROR(INDEX('SISPSN 2023'!P$3:P$442,MATCH($C105,'SISPSN 2023'!$J$3:$J$442,0)),\"\")","v":96917.21},{"$f":"IFERROR(INDEX('SISPSN 2023'!Q$3:Q$442,MATCH($C105,'SISPSN 2023'!$J$3:$J$442,0)),\"\")","v":82.16},{"$f":"IFERROR(INDEX('SISPSN 2023'!R$3:R$442,MATCH($C105,'SISPSN 2023'!$J$3:$J$442,0)),\"\")","v":20001.490000000002},{"$f":"IFERROR(INDEX('SISPSN 2023'!S$3:S$442,MATCH($C105,'SISPSN 2023'!$J$3:$J$442,0)),\"\")","v":377.53},{"$f":"IFERROR(INDEX('SISPSN 2023'!T$3:T$442,MATCH($C105,'SISPSN 2023'!$J$3:$J$442,0)),\"\")","v":17.28},{"$f":"IFERROR(INDEX('SISPSN 2023'!U$3:U$442,MATCH($C105,'SISPSN 2023'!$J$3:$J$442,0)),\"\")","v":"P 2"},null,0.16756110061799528,2.8413080066640756E-2,0.10926249968747939,0.13767556554863844,2.8413080066640756E-2,5.3629955156135286E-4,{"$f":"IFERROR(PERCENTRANK(_xlfn._xlws.FILTER($AD$4:$AD$547,$AD$4:$AD$547<>\"\"),AD105),\"\")","v":""},0.72899999999999998,0.72,0.76700000000000002]
["Jawa Barat","total","total",50025605,2022,null,"Provinsi Jawa Barat","total","Provinsi Jawa Barat",72.959999999999994,73.63,74.239999999999995,0.67800000000000005,0,{"$f":"IFERROR(INDEX('SISPSN 2023'!H$3:H$442,MATCH($C106,'SISPSN 2023'!$J$3:$J$442,0)),\"\")","v":""},{"$f":"IFERROR(INDEX('SISPSN 2023'!I$3:I$442,MATCH($C106,'SISPSN 2023'!$J$3:$J$442,0)),\"\")","v":""},{"$f":"IFERROR(INDEX('SISPSN 2023'!J$3:J$442,MATCH($C106,'SISPSN 2023'!$J$3:$J$442,0)),\"\")","v":""},{"$f":"IFERROR(INDEX('SISPSN 2023'!K$3:K$442,MATCH($C106,'SISPSN 2023'!$J$3:$J$442,0)),\"\")","v":""},{"$f":"IFERROR(INDEX('SISPSN 2023'!L$3:L$442,MATCH($C106,'SISPSN 2023'!$J$3:$J$442,0)),\"\")","v":""},{"$f":"IFERROR(INDEX('SISPSN 2023'!M$3:M$442,MATCH($C106,'SISPSN 2023'!$J$3:$J$442,0)),\"\")","v":""},{"$f":"IFERROR(INDEX('SISPSN 2023'!N$3:N$442,MATCH($C106,'SISPSN 2023'!$J$3:$J$442,0)),\"\")","v":""},{"$f":"IFERROR(INDEX('SISPSN 2023'!O$3:O$442,MATCH($C106,'SISPSN 2023'!$J$3:$J$442,0)),\"\")","v":""},{"$f":"IFERROR(INDEX('SISPSN 2023'!P$3:P$442,MATCH($C106,'SISPSN 2023'!$J$3:$J$442,0)),\"\")","v":""},{"$f":"IFERROR(INDEX('SISPSN 2023'!Q$3:Q$442,MATCH($C106,'SISPSN 2023'!$J$3:$J$442,0)),\"\")","v":""},{"$f":"IFERROR(INDEX('SISPSN 2023'!R$3:R$442,MATCH($C106,'SISPSN 2023'!$J$3:$J$442,0)),\"\")","v":""},{"$f":"IFERROR(INDEX('SISPSN 2023'!S$3:S$442,MATCH($C106,'SISPSN 2023'!$J$3:$J$442,0)),\"\")","v":""},{"$f":"IFERROR(INDEX('SISPSN 2023'!T$3:T$442,MATCH($C106,'SISPSN 2023'!$J$3:$J$442,0)),\"\")","v":""},{"$f":"IFERROR(INDEX('SISPSN 2023'!U$3:U$442,MATCH($C106,'SISPSN 2023'!$J$3:$J$442,0)),\"\")","v":""},null,{"$error":"#VALUE!"},{"$error":"#VALUE!"},{"$error":"#VALUE!"},{"$error":"#VALUE!"},{"$error":"#VALUE!"},{"$error":"#VALUE!"},{"$f":"IFERROR(PERCENTRANK(_xlfn._xlws.FILTER($AD$4:$AD$547,$AD$4:$AD$547<>\"\"),AD106),\"\")","v":""},{"$error":"#VALUE!"},{"$error":"#VALUE!"},{"$error":"#VALUE!"}]
["Jawa Tengah","jawa tengah","Kab. Banjarnegara",1038718,2022,null,"jawa tengah","jawa tengah","Kabupaten Banjarnegara",67.87,68.62,69.16,0.23,0,{"$f":"IFERROR(INDEX('SISPSN 2023'!H$3:H$442,MATCH($C107,'SISPSN 2023'!$J$3:$J$442,0)),\"\")","v":""},{"$f":"IFERROR(INDEX('SISPSN 2023'!I$3:I$442,MATCH($C107,'SISPSN 2023'!$J$3:$J$442,0)),\"\")","v":""},{"$f":"IFERROR(INDEX('SISPSN 2023'!J$3:J$442,MATCH($C107,'SISPSN 2023'!$J$3:$J$442,0)),\"\")","v":""},{"$f":"IFERROR(INDEX('SISPSN 2023'!K$3:K$442,MATCH($C107,'SISPSN 2023'!$J$3:$J$442,0)),\"\")","v":""},{"$f":"IFERROR(INDEX('SISPSN 2023'!L$3:L$442,MATCH($C107,'SISPSN 2023'!$J$3:$J$442,0)),\"\")","v":""},{"$f":"IFERROR(INDEX('SISPSN 2023'!M$3:M$442,MATCH($C107,'SISPSN 2023'!$J$3:$J$442,0)),\"\")","v":""},{"$f":"IFERROR(INDEX('SISPSN 2023'!N$3:N$442,MATCH($C107,'SISPSN 2023'!$J$3:$J$442,0)),\"\")","v":""},{"$f":"IFERROR(INDEX('SISPSN 2023'!O$3:O$442,MATCH($C107,'SISPSN 2023'!$J$3:$J$442,0)),\"\")","v":""},{"$f":"IFERROR(INDEX('SISPSN 2023'!P$3:P$442,MATCH($C107,'SISPSN 2023'!$J$3:$J$442,0)),\"\")","v":""},{"$f":"IFERROR(INDEX('SISPSN 2023'!Q$3:Q$442,MATCH($C107,'SISPSN 2023'!$J$3:$J$442,0)),\"\")","v":""},{"$f":"IFERROR(INDEX('SISPSN 2023'!R$3:R$442,MATCH($C107,'SISPSN 2023'!$J$3:$J$442,0)),\"\")","v":""},{"$f":"IFERROR(INDEX('SISPSN 2023'!S$3:S$442,MATCH($C107,'SISPSN 2023'!$J$3:$J$442,0)),\"\")","v":""},{"$f":"IFERROR(INDEX('SISPSN 2023'!T$3:T$442,MATCH($C107,'SISPSN 2023'!$J$3:$J$442,0)),\"\")","v":""},{"$f":"IFERROR(INDEX('SISPSN 2023'!U$3:U$442,MATCH($C107,'SISPSN 2023'!$J$3:$J$442,0)),\"\")","v":""},null,{"$f":"IF(ISBLANK(R107),\"\",R107*1000/$D107/365)","v":{"$error":"#VALUE!"}},{"$f":"IF(ISBLANK(S107),\"\",S107*1000/$D107/365)","v":{"$error":"#VALUE!"}},{"$f":"IF(ISBLANK(U107),\"\",U107*1000/$D107/365)","v":{"$error":"#VALUE!"}},{"$f":"IF(ISBLANK(W107),\"\",W107*1000/$D107/365)","v":{"$error":"#VALUE!"}},{"$f":"IF(ISBLANK(Y107),\"\",Y107*1000/$D107/365)","v":{"$error":"#VALUE!"}},{"$f":"IF(ISBLANK(Z107),\"\",Z107*1000/$D107/365)","v":{"$error":"#VALUE!"}},{"$f":"IFERROR(PERCENTRANK(_xlfn._xlws.FILTER($AD$4:$AD$547,$AD$4:$AD$547<>\"\"),AD107),\"\")","v":""},{"$error":"#VALUE!"},{"$error":"#VALUE!"},{"$error":"#VALUE!"}]
["Jawa Tengah","jawa tengah","Kab. Banyumas",1806013,2022,null,"jawa tengah","jawa tengah","Kabupaten Banyumas",72.59,73.3,73.959999999999994,0.64500000000000002,1,{"$f":"IFERROR(INDEX('SISPSN 2023'!H$3:H$442,MATCH($C108,'SISPSN 2023'!$J$3:$J$442,0)),\"\")","v":2023},{"$f":"IFERROR(INDEX('SISPSN 2023'!I$3:I$442,MATCH($C108,'SISPSN 2023'!$J$3:$J$442,0)),\"\")","v":"Jawa Tengah"},{"$f":"IFERROR(INDEX('SISPSN 2023'!J$3:J$442,MATCH($C108,'SISPSN 2023'!$J$3:$J$442,0)),\"\")","v":"Kab. Banyumas"},{"$f":"IFERROR(INDEX('SISPSN 2023'!K$3:K$442,MATCH($C108,'SISPSN 2023'!$J$3:$J$442,0)),\"\")","v":197758.42},{"$f":"IFERROR(INDEX('SISPSN 2023'!L$3:L$442,MATCH($C108,'SISPSN 2023'!$J$3:$J$442,0)),\"\")","v":132667.57999999999},{"$f":"IFERROR(INDEX('SISPSN 2023'!M$3:M$442,MATCH($C108,'SISPSN 2023'!$J$3:$J$442,0)),\"\")","v":67.09},{"$f":"IFERROR(INDEX('SISPSN 2023'!N$3:N$442,MATCH($C108,'SISPSN 2023'!$J$3:$J$442,0)),\"\")","v":63729},{"$f":"IFERROR(INDEX('SISPSN 2023'!O$3:O$442,MATCH($C108,'SISPSN 2023'!$J$3:$J$442,0)),\"\")","v":32.229999999999997},{"$f":"IFERROR(INDEX('SISPSN 2023'!P$3:P$442,MATCH($C108,'SISPSN 2023'!$J$3:$J$442,0)),\"\")","v":196396.58},{"$f":"IFERROR(INDEX('SISPSN 2023'!Q$3:Q$442,MATCH($C108,'SISPSN 2023'!$J$3:$J$442,0)),\"\")","v":99.31},{"$f":"IFERROR(INDEX('SISPSN 2023'!R$3:R$442,MATCH($C108,'SISPSN 2023'!$J$3:$J$442,0)),\"\")","v":27852.080000000002},{"$f":"IFERROR(INDEX('SISPSN 2023'!S$3:S$442,MATCH($C108,'SISPSN 2023'!$J$3:$J$442,0)),\"\")","v":5146.5},{"$f":"IFERROR(INDEX('SISPSN 2023'!T$3:T$442,MATCH($C108,'SISPSN 2023'!$J$3:$J$442,0)),\"\")","v":16.690000000000001},{"$f":"IFERROR(INDEX('SISPSN 2023'!U$3:U$442,MATCH($C108,'SISPSN 2023'!$J$3:$J$442,0)),\"\")","v":"P 2"},null,0.29999999469049166,0.2012570352028519,9.6677044960362973E-2,0.29793408016321488,4.2251671772656499E-2,7.807252771713161E-3,{"$f":"IFERROR(PERCENTRANK(_xlfn._xlws.FILTER($AD$4:$AD$547,$AD$4:$AD$547<>\"\"),AD108),\"\")","v":""},1,0.40300000000000002,0.74]
["Jawa Tengah","jawa tengah","Kab. Batang",813791,2022,null,"jawa tengah","jawa tengah","Kabupaten Batang",68.92,69.45,70.2,0.29599999999999999,0,{"$f":"IFERROR(INDEX('SISPSN 2023'!H$3:H$442,MATCH($C109,'SISPSN 2023'!$J$3:$J$442,0)),\"\")","v":""},{"$f":"IFERROR(INDEX('SISPSN 2023'!I$3:I$442,MATCH($C109,'SISPSN 2023'!$J$3:$J$442,0)),\"\")","v":""},{"$f":"IFERROR(INDEX('SISPSN 2023'!J$3:J$442,MATCH($C109,'SISPSN 2023'!$J$3:$J$442,0)),\"\")","v":""},{"$f":"IFERROR(INDEX('SISPSN 2023'!K$3:K$442,MATCH($C109,'SISPSN 2023'!$J$3:$J$442,0)),\"\")","v":""},{"$f":"IFERROR(INDEX('SISPSN 2023'!L$3:L$442,MATCH($C109,'SISPSN 2023'!$J$3:$J$442,0)),\"\")","v":""},{"$f":"IFERROR(INDEX('SISPSN 2023'!M$3:M$442,MATCH($C109,'SISPSN 2023'!$J$3:$J$442,0)),\"\")","v":""},{"$f":"IFERROR(INDEX('SISPSN 2023'!N$3:N$442,MATCH($C109,'SISPSN 2023'!$J$3:$J$442,0)),\"\")","v":""},{"$f":"IFERROR(INDEX('SISPSN 2023'!O$3:O$442,MATCH($C109,'SISPSN 2023'!$J$3:$J$442,0)),\"\")","v":""},{"$f":"IFERROR(INDEX('SISPSN 2023'!P$3:P$442,MATCH($C109,'SISPSN 2023'!$J$3:$J$442,0)),\"\")","v":""},{"$f":"IFERROR(INDEX('SISPSN 2023'!Q$3:Q$442,MATCH($C109,'SISPSN 2023'!$J$3:$J$442,0)),\"\")","v":""},{"$f":"IFERROR(INDEX('SISPSN 2023'!R$3:R$442,MATCH($C109,'SISPSN 2023'!$J$3:$J$442,0)),\"\")","v":""},{"$f":"IFERROR(INDEX('SISPSN 2023'!S$3:S$442,MATCH($C109,'SISPSN 2023'!$J$3:$J$442,0)),\"\")","v":""},{"$f":"IFERROR(INDEX('SISPSN 2023'!T$3:T$442,MATCH($C109,'SISPSN 2023'!$J$3:$J$442,0)),\"\")","v":""},{"$f":"IFERROR(INDEX('SISPSN 2023'!U$3:U$442,MATCH($C109,'SISPSN 2023'!$J$3:$J$442,0)),\"\")","v":""},null,{"$error":"#VALUE!"},{"$error":"#VALUE!"},{"$error":"#VALUE!"},{"$error":"#VALUE!"},{"$error":"#VALUE!"},{"$error":"#VALUE!"},{"$f":"IFERROR(PERCENTRANK(_xlfn._xlws.FILTER($AD$4:$AD$547,$AD$4:$AD$547<>\"\"),AD109),\"\")","v":""},{"$error":"#VALUE!"},{"$error":"#VALUE!"},{"$error":"#VALUE!"}]
["Jawa Tengah","jawa tengah","Kab. Blora",888224,2022,null,"jawa tengah","jawa tengah","Kabupaten Blora",69.37,69.95,70.63,0.33600000000000002,1,{"$f":"IFERROR(INDEX('SISPSN 2023'!H$3:H$442,MATCH($C110,'SISPSN 2023'!$J$3:$J$442,0)),\"\")","v":2023},{"$f":"IFERROR(INDEX('SISPSN 2023'!I$3:I$442,MATCH($C110,'SISPSN 2023'!$J$3:$J$442,0)),\"\")","v":"Jawa Tengah"},{"$f":"IFERROR(INDEX('SISPSN 2023'!J$3:J$442,MATCH($C110,'SISPSN 2023'!$J$3:$J$442,0)),\"\")","v":"Kab. Blora"},{"$f":"IFERROR(INDEX('SISPSN 2023'!K$3:K$442,MATCH($C110,'SISPSN 2023'!$J$3:$J$442,0)),\"\")","v":141433.01999999999},{"$f":"IFERROR(INDEX('SISPSN 2023'!L$3:L$442,MATCH($C110,'SISPSN 2023'!$J$3:$J$442,0)),\"\")","v":38435.96},{"$f":"IFERROR(INDEX('SISPSN 2023'!M$3:M$442,MATCH($C110,'SISPSN 2023'!$J$3:$J$442,0)),\"\")","v":27.18},{"$f":"IFERROR(INDEX('SISPSN 2023'!N$3:N$442,MATCH($C110,'SISPSN 2023'!$J$3:$J$442,0)),\"\")","v":101871.5},{"$f":"IFERROR(INDEX('SISPSN 2023'!O$3:O$442,MATCH($C110,'SISPSN 2023'!$J$3:$J$442,0)),\"\")","v":72.03},{"$f":"IFERROR(INDEX('SISPSN 2023'!P$3:P$442,MATCH($C110,'SISPSN 2023'!$J$3:$J$442,0)),\"\")","v":140307.46},{"$f":"IFERROR(INDEX('SISPSN 2023'!Q$3:Q$442,MATCH($C110,'SISPSN 2023'!$J$3:$J$442,0)),\"\")","v":99.2},{"$f":"IFERROR(INDEX('SISPSN 2023'!R$3:R$442,MATCH($C110,'SISPSN 2023'!$J$3:$J$442,0)),\"\")","v":19412.36},{"$f":"IFERROR(INDEX('SISPSN 2023'!S$3:S$442,MATCH($C110,'SISPSN 2023'!$J$3:$J$442,0)),\"\")","v":0},{"$f":"IFERROR(INDEX('SISPSN 2023'!T$3:T$442,MATCH($C110,'SISPSN 2023'!$J$3:$J$442,0)),\"\")","v":13.73},{"$f":"IFERROR(INDEX('SISPSN 2023'!U$3:U$442,MATCH($C110,'SISPSN 2023'!$J$3:$J$442,0)),\"\")","v":"P 2"},null,0.43625000678589776,0.11855567964837697,0.31422253845876713,0.43277821810714412,5.9877404737099509E-2,0,{"$f":"IFERROR(PERCENTRANK(_xlfn._xlws.FILTER($AD$4:$AD$547,$AD$4:$AD$547<>\"\"),AD110),\"\")","v":""},0.94699999999999995,0.79800000000000004,0.66]
["Jawa Tengah","jawa tengah","Kab. Boyolali",1079952,2022,null,"jawa tengah","jawa tengah","Kabupaten Boyolali",74.400000000000006,74.97,75.41,0.76200000000000001,1,{"$f":"IFERROR(INDEX('SISPSN 2023'!H$3:H$442,MATCH($C111,'SISPSN 2023'!$J$3:$J$442,0)),\"\")","v":2023},{"$f":"IFERROR(INDEX('SISPSN 2023'!I$3:I$442,MATCH($C111,'SISPSN 2023'!$J$3:$J$442,0)),\"\")","v":"Jawa Tengah"},{"$f":"IFERROR(INDEX('SISPSN 2023'!J$3:J$442,MATCH($C111,'SISPSN 2023'!$J$3:$J$442,0)),\"\")","v":"Kab. Boyolali"},{"$f":"IFERROR(INDEX('SISPSN 2023'!K$3:K$442,MATCH($C111,'SISPSN 2023'!$J$3:$J$442,0)),\"\")","v":108373.66},{"$f":"IFERROR(INDEX('SISPSN 2023'!L$3:L$442,MATCH($C111,'SISPSN 2023'!$J$3:$J$442,0)),\"\")","v":31529.57},{"$f":"IFERROR(INDEX('SISPSN 2023'!M$3:M$442,MATCH($C111,'SISPSN 2023'!$J$3:$J$442,0)),\"\")","v":29.09},{"$f":"IFERROR(INDEX('SISPSN 2023'!N$3:N$442,MATCH($C111,'SISPSN 2023'!$J$3:$J$442,0)),\"\")","v":32076.93},{"$f":"IFERROR(INDEX('SISPSN 2023'!O$3:O$442,MATCH($C111,'SISPSN 2023'!$J$3:$J$442,0)),\"\")","v":29.6},{"$f":"IFERROR(INDEX('SISPSN 2023'!P$3:P$442,MATCH($C111,'SISPSN 2023'!$J$3:$J$442,0)),\"\")","v":63606.5},{"$f":"IFERROR(INDEX('SISPSN 2023'!Q$3:Q$442,MATCH($C111,'SISPSN 2023'!$J$3:$J$442,0)),\"\")","v":58.69},{"$f":"IFERROR(INDEX('SISPSN 2023'!R$3:R$442,MATCH($C111,'SISPSN 2023'!$J$3:$J$442,0)),\"\")","v":31380.639999999999},{"$f":"IFERROR(INDEX('SISPSN 2023'!S$3:S$442,MATCH($C111,'SISPSN 2023'!$J$3:$J$442,0)),\"\")","v":458.81},{"$f":"IFERROR(INDEX('SISPSN 2023'!T$3:T$442,MATCH($C111,'SISPSN 2023'!$J$3:$J$442,0)),\"\")","v":29.38},{"$f":"IFERROR(INDEX('SISPSN 2023'!U$3:U$442,MATCH($C111,'SISPSN 2023'!$J$3:$J$442,0)),\"\")","v":"P 2"},null,0.27493271644138018,7.9987243471602285E-2,8.137583892617449E-2,0.16136308239777677,7.9609423533993695E-2,1.1639533040636409E-3,{"$f":"IFERROR(PERCENTRANK(_xlfn._xlws.FILTER($AD$4:$AD$547,$AD$4:$AD$547<>\"\"),AD111),\"\")","v":""},0.97199999999999998,0.35899999999999999,0.96099999999999997]
["Jawa Tengah","jawa tengah","Kab. Brebes",2010617,2022,null,"jawa tengah","jawa tengah","Kabupaten Brebes",68.099999999999994,68.81,69.709999999999994,0.26300000000000001,1,{"$f":"IFERROR(INDEX('SISPSN 2023'!H$3:H$442,MATCH($C112,'SISPSN 2023'!$J$3:$J$442,0)),\"\")","v":2023},{"$f":"IFERROR(INDEX('SISPSN 2023'!I$3:I$442,MATCH($C112,'SISPSN 2023'!$J$3:$J$442,0)),\"\")","v":"Jawa Tengah"},{"$f":"IFERROR(INDEX('SISPSN 2023'!J$3:J$442,MATCH($C112,'SISPSN 2023'!$J$3:$J$442,0)),\"\")","v":"Kab. Brebes"},{"$f":"IFERROR(INDEX('SISPSN 2023'!K$3:K$442,MATCH($C112,'SISPSN 2023'!$J$3:$J$442,0)),\"\")","v":366937.59999999998},{"$f":"IFERROR(INDEX('SISPSN 2023'!L$3:L$442,MATCH($C112,'SISPSN 2023'!$J$3:$J$442,0)),\"\")","v":8437.67},{"$f":"IFERROR(INDEX('SISPSN 2023'!M$3:M$442,MATCH($C112,'SISPSN 2023'!$J$3:$J$442,0)),\"\")","v":2.2999999999999998},{"$f":"IFERROR(INDEX('SISPSN 2023'!N$3:N$442,MATCH($C112,'SISPSN 2023'!$J$3:$J$442,0)),\"\")","v":61352.85},{"$f":"IFERROR(INDEX('SISPSN 2023'!O$3:O$442,MATCH($C112,'SISPSN 2023'!$J$3:$J$442,0)),\"\")","v":16.72},{"$f":"IFERROR(INDEX('SISPSN 2023'!P$3:P$442,MATCH($C112,'SISPSN 2023'!$J$3:$J$442,0)),\"\")","v":69790.52},{"$f":"IFERROR(INDEX('SISPSN 2023'!Q$3:Q$442,MATCH($C112,'SISPSN 2023'!$J$3:$J$442,0)),\"\")","v":19.02},{"$f":"IFERROR(INDEX('SISPSN 2023'!R$3:R$442,MATCH($C112,'SISPSN 2023'!$J$3:$J$442,0)),\"\")","v":6048.11},{"$f":"IFERROR(INDEX('SISPSN 2023'!S$3:S$442,MATCH($C112,'SISPSN 2023'!$J$3:$J$442,0)),\"\")","v":0},{"$f":"IFERROR(INDEX('SISPSN 2023'!T$3:T$442,MATCH($C112,'SISPSN 2023'!$J$3:$J$442,0)),\"\")","v":1.65},{"$f":"IFERROR(INDEX('SISPSN 2023'!U$3:U$442,MATCH($C112,'SISPSN 2023'!$J$3:$J$442,0)),\"\")","v":"P 2"},null,0.49999999659342625,1.1497418011281631E-2,8.3601203013801237E-2,9.5098621025082875E-2,8.2413330751513799E-3,0,{"$f":"IFERROR(PERCENTRANK(_xlfn._xlws.FILTER($AD$4:$AD$547,$AD$4:$AD$547<>\"\"),AD112),\"\")","v":""},0.317,0.16,0.33700000000000002]
["Jawa Tengah","jawa tengah","Kab. Cilacap",1988622,2022,null,"jawa tengah","jawa tengah","Kabupaten Cilacap",70.66,71.22,72.040000000000006,0.45700000000000002,1,{"$f":"IFERROR(INDEX('SISPSN 2023'!H$3:H$442,MATCH($C113,'SISPSN 2023'!$J$3:$J$442,0)),\"\")","v":2023},{"$f":"IFERROR(INDEX('SISPSN 2023'!I$3:I$442,MATCH($C113,'SISPSN 2023'!$J$3:$J$442,0)),\"\")","v":"Jawa Tengah"},{"$f":"IFERROR(INDEX('SISPSN 2023'!J$3:J$442,MATCH($C113,'SISPSN 2023'!$J$3:$J$442,0)),\"\")","v":"Kab. Cilacap"},{"$f":"IFERROR(INDEX('SISPSN 2023'!K$3:K$442,MATCH($C113,'SISPSN 2023'!$J$3:$J$442,0)),\"\")","v":348406.57},{"$f":"IFERROR(INDEX('SISPSN 2023'!L$3:L$442,MATCH($C113,'SISPSN 2023'!$J$3:$J$442,0)),\"\")","v":47237.79},{"$f":"IFERROR(INDEX('SISPSN 2023'!M$3:M$442,MATCH($C113,'SISPSN 2023'!$J$3:$J$442,0)),\"\")","v":13.56},{"$f":"IFERROR(INDEX('SISPSN 2023'!N$3:N$442,MATCH($C113,'SISPSN 2023'!$J$3:$J$442,0)),\"\")","v":226943.1},{"$f":"IFERROR(INDEX('SISPSN 2023'!O$3:O$442,MATCH($C113,'SISPSN 2023'!$J$3:$J$442,0)),\"\")","v":65.14},{"$f":"IFERROR(INDEX('SISPSN 2023'!P$3:P$442,MATCH($C113,'SISPSN 2023'!$J$3:$J$442,0)),\"\")","v":274180.89},{"$f":"IFERROR(INDEX('SISPSN 2023'!Q$3:Q$442,MATCH($C113,'SISPSN 2023'!$J$3:$J$442,0)),\"\")","v":78.7},{"$f":"IFERROR(INDEX('SISPSN 2023'!R$3:R$442,MATCH($C113,'SISPSN 2023'!$J$3:$J$442,0)),\"\")","v":38690.9},{"$f":"IFERROR(INDEX('SISPSN 2023'!S$3:S$442,MATCH($C113,'SISPSN 2023'!$J$3:$J$442,0)),\"\")","v":102229.2},{"$f":"IFERROR(INDEX('SISPSN 2023'!T$3:T$442,MATCH($C113,'SISPSN 2023'!$J$3:$J$442,0)),\"\")","v":40.450000000000003},{"$f":"IFERROR(INDEX('SISPSN 2023'!U$3:U$442,MATCH($C113,'SISPSN 2023'!$J$3:$J$442,0)),\"\")","v":"P 2"},null,0.47999999393811671,6.5079538866474385E-2,0.3126596798226205,0.37773921868909488,5.3304482075238364E-2,0.14084124584762717,{"$f":"IFERROR(PERCENTRANK(_xlfn._xlws.FILTER($AD$4:$AD$547,$AD$4:$AD$547<>\"\"),AD113),\"\")","v":""},0.60399999999999998,0.71799999999999997,0.98299999999999998]
["Jawa Tengah","jawa tengah","Kab. Demak",1223217,2022,null,"jawa tengah","jawa tengah","Kabupaten Demak",72.569999999999993,73.36,74.069999999999993,0.66800000000000004,1,{"$f":"IFERROR(INDEX('SISPSN 2023'!H$3:H$442,MATCH($C114,'SISPSN 2023'!$J$3:$J$442,0)),\"\")","v":2023},{"$f":"IFERROR(INDEX('SISPSN 2023'!I$3:I$442,MATCH($C114,'SISPSN 2023'!$J$3:$J$442,0)),\"\")","v":"Jawa Tengah"},{"$f":"IFERROR(INDEX('SISPSN 2023'!J$3:J$442,MATCH($C114,'SISPSN 2023'!$J$3:$J$442,0)),\"\")","v":"Kab. Demak"},{"$f":"IFERROR(INDEX('SISPSN 2023'!K$3:K$442,MATCH($C114,'SISPSN 2023'!$J$3:$J$442,0)),\"\")","v":267884.52},{"$f":"IFERROR(INDEX('SISPSN 2023'!L$3:L$442,MATCH($C114,'SISPSN 2023'!$J$3:$J$442,0)),\"\")","v":273.02},{"$f":"IFERROR(INDEX('SISPSN 2023'!M$3:M$442,MATCH($C114,'SISPSN 2023'!$J$3:$J$442,0)),\"\")","v":0.1},{"$f":"IFERROR(INDEX('SISPSN 2023'!N$3:N$442,MATCH($C114,'SISPSN 2023'!$J$3:$J$442,0)),\"\")","v":28247.71},{"$f":"IFERROR(INDEX('SISPSN 2023'!O$3:O$442,MATCH($C114,'SISPSN 2023'!$J$3:$J$442,0)),\"\")","v":10.54},{"$f":"IFERROR(INDEX('SISPSN 2023'!P$3:P$442,MATCH($C114,'SISPSN 2023'!$J$3:$J$442,0)),\"\")","v":28520.74},{"$f":"IFERROR(INDEX('SISPSN 2023'!Q$3:Q$442,MATCH($C114,'SISPSN 2023'!$J$3:$J$442,0)),\"\")","v":10.65},{"$f":"IFERROR(INDEX('SISPSN 2023'!R$3:R$442,MATCH($C114,'SISPSN 2023'!$J$3:$J$442,0)),\"\")","v":273.02},{"$f":"IFERROR(INDEX('SISPSN 2023'!S$3:S$442,MATCH($C114,'SISPSN 2023'!$J$3:$J$442,0)),\"\")","v":0},{"$f":"IFERROR(INDEX('SISPSN 2023'!T$3:T$442,MATCH($C114,'SISPSN 2023'!$J$3:$J$442,0)),\"\")","v":0.1},{"$f":"IFERROR(INDEX('SISPSN 2023'!U$3:U$442,MATCH($C114,'SISPSN 2023'!$J$3:$J$442,0)),\"\")","v":"P 2"},null,0.59999999328068698,6.1150229272483947E-4,6.3268403154444278E-2,6.3879927844879641E-2,6.1150229272483947E-4,0,{"$f":"IFERROR(PERCENTRANK(_xlfn._xlws.FILTER($AD$4:$AD$547,$AD$4:$AD$547<>\"\"),AD114),\"\")","v":""},0.16500000000000001,7.0999999999999994E-2,0.20899999999999999]
["Jawa Tengah","jawa tengah","Kab. Grobogan",1470150,2022,null,"jawa tengah","jawa tengah","Kabupaten Grobogan",70.41,70.97,71.489999999999995,0.40799999999999997,1,{"$f":"IFERROR(INDEX('SISPSN 2023'!H$3:H$442,MATCH($C115,'SISPSN 2023'!$J$3:$J$442,0)),\"\")","v":2023},{"$f":"IFERROR(INDEX('SISPSN 2023'!I$3:I$442,MATCH($C115,'SISPSN 2023'!$J$3:$J$442,0)),\"\")","v":"Jawa Tengah"},{"$f":"IFERROR(INDEX('SISPSN 2023'!J$3:J$442,MATCH($C115,'SISPSN 2023'!$J$3:$J$442,0)),\"\")","v":"Kab. Grobogan"},{"$f":"IFERROR(INDEX('SISPSN 2023'!K$3:K$442,MATCH($C115,'SISPSN 2023'!$J$3:$J$442,0)),\"\")","v":315050.32},{"$f":"IFERROR(INDEX('SISPSN 2023'!L$3:L$442,MATCH($C115,'SISPSN 2023'!$J$3:$J$442,0)),\"\")","v":87898.26},{"$f":"IFERROR(INDEX('SISPSN 2023'!M$3:M$442,MATCH($C115,'SISPSN 2023'!$J$3:$J$442,0)),\"\")","v":27.9},{"$f":"IFERROR(INDEX('SISPSN 2023'!N$3:N$442,MATCH($C115,'SISPSN 2023'!$J$3:$J$442,0)),\"\")","v":78072.77},{"$f":"IFERROR(INDEX('SISPSN 2023'!O$3:O$442,MATCH($C115,'SISPSN 2023'!$J$3:$J$442,0)),\"\")","v":24.78},{"$f":"IFERROR(INDEX('SISPSN 2023'!P$3:P$442,MATCH($C115,'SISPSN 2023'!$J$3:$J$442,0)),\"\")","v":165971.03},{"$f":"IFERROR(INDEX('SISPSN 2023'!Q$3:Q$442,MATCH($C115,'SISPSN 2023'!$J$3:$J$442,0)),\"\")","v":52.68},{"$f":"IFERROR(INDEX('SISPSN 2023'!R$3:R$442,MATCH($C115,'SISPSN 2023'!$J$3:$J$442,0)),\"\")","v":85712},{"$f":"IFERROR(INDEX('SISPSN 2023'!S$3:S$442,MATCH($C115,'SISPSN 2023'!$J$3:$J$442,0)),\"\")","v":44492.77},{"$f":"IFERROR(INDEX('SISPSN 2023'!T$3:T$442,MATCH($C115,'SISPSN 2023'!$J$3:$J$442,0)),\"\")","v":41.33},{"$f":"IFERROR(INDEX('SISPSN 2023'!U$3:U$442,MATCH($C115,'SISPSN 2023'!$J$3:$J$442,0)),\"\")","v":"P 2"},null,0.58711802308868866,0.1638044761996609,0.14549399721116893,0.30929847341082983,0.15973022974545042,8.2915348773934625E-2,{"$f":"IFERROR(PERCENTRANK(_xlfn._xlws.FILTER($AD$4:$AD$547,$AD$4:$AD$547<>\"\"),AD115),\"\")","v":""},0.96599999999999997,0.28999999999999998,0.98599999999999999]
["Jawa Tengah","jawa tengah","Kab. Jepara",1192811,2022,null,"jawa tengah","jawa tengah","Kabupaten Jepara",72.36,73.150000000000006,73.849999999999994,0.63200000000000001,1,{"$f":"IFERROR(INDEX('SISPSN 2023'!H$3:H$442,MATCH($C116,'SISPSN 2023'!$J$3:$J$442,0)),\"\")","v":2023},{"$f":"IFERROR(INDEX('SISPSN 2023'!I$3:I$442,MATCH($C116,'SISPSN 2023'!$J$3:$J$442,0)),\"\")","v":"Jawa Tengah"},{"$f":"IFERROR(INDEX('SISPSN 2023'!J$3:J$442,MATCH($C116,'SISPSN 2023'!$J$3:$J$442,0)),\"\")","v":"Kab. Jepara"},{"$f":"IFERROR(INDEX('SISPSN 2023'!K$3:K$442,MATCH($C116,'SISPSN 2023'!$J$3:$J$442,0)),\"\")","v":154571.51},{"$f":"IFERROR(INDEX('SISPSN 2023'!L$3:L$442,MATCH($C116,'SISPSN 2023'!$J$3:$J$442,0)),\"\")","v":22067.26},{"$f":"IFERROR(INDEX('SISPSN 2023'!M$3:M$442,MATCH($C116,'SISPSN 2023'!$J$3:$J$442,0)),\"\")","v":14.28},{"$f":"IFERROR(INDEX('SISPSN 2023'!N$3:N$442,MATCH($C116,'SISPSN 2023'!$J$3:$J$442,0)),\"\")","v":62501.87},{"$f":"IFERROR(INDEX('SISPSN 2023'!O$3:O$442,MATCH($C116,'SISPSN 2023'!$J$3:$J$442,0)),\"\")","v":40.44},{"$f":"IFERROR(INDEX('SISPSN 2023'!P$3:P$442,MATCH($C116,'SISPSN 2023'!$J$3:$J$442,0)),\"\")","v":84569.13},{"$f":"IFERROR(INDEX('SISPSN 2023'!Q$3:Q$442,MATCH($C116,'SISPSN 2023'!$J$3:$J$442,0)),\"\")","v":54.71},{"$f":"IFERROR(INDEX('SISPSN 2023'!R$3:R$442,MATCH($C116,'SISPSN 2023'!$J$3:$J$442,0)),\"\")","v":18323.45},{"$f":"IFERROR(INDEX('SISPSN 2023'!S$3:S$442,MATCH($C116,'SISPSN 2023'!$J$3:$J$442,0)),\"\")","v":1451.97},{"$f":"IFERROR(INDEX('SISPSN 2023'!T$3:T$442,MATCH($C116,'SISPSN 2023'!$J$3:$J$442,0)),\"\")","v":12.79},{"$f":"IFERROR(INDEX('SISPSN 2023'!U$3:U$442,MATCH($C116,'SISPSN 2023'!$J$3:$J$442,0)),\"\")","v":"P 2"},null,0.35502991592221728,5.0685520652762654E-2,0.14355836758715337,0.19424388823991603,4.2086493901139686E-2,3.3349793051874943E-3,{"$f":"IFERROR(PERCENTRANK(_xlfn._xlws.FILTER($AD$4:$AD$547,$AD$4:$AD$547<>\"\"),AD116),\"\")","v":""},0.627,0.51100000000000001,0.64]
["Jawa Tengah","jawa tengah","Kab. Karanganyar",947642,2022,null,"jawa tengah","jawa tengah","Kabupaten Karanganyar",75.989999999999995,76.58,77.31,0.83699999999999997,0,{"$f":"IFERROR(INDEX('SISPSN 2023'!H$3:H$442,MATCH($C117,'SISPSN 2023'!$J$3:$J$442,0)),\"\")","v":""},{"$f":"IFERROR(INDEX('SISPSN 2023'!I$3:I$442,MATCH($C117,'SISPSN 2023'!$J$3:$J$442,0)),\"\")","v":""},{"$f":"IFERROR(INDEX('SISPSN 2023'!J$3:J$442,MATCH($C117,'SISPSN 2023'!$J$3:$J$442,0)),\"\")","v":""},{"$f":"IFERROR(INDEX('SISPSN 2023'!K$3:K$442,MATCH($C117,'SISPSN 2023'!$J$3:$J$442,0)),\"\")","v":""},{"$f":"IFERROR(INDEX('SISPSN 2023'!L$3:L$442,MATCH($C117,'SISPSN 2023'!$J$3:$J$442,0)),\"\")","v":""},{"$f":"IFERROR(INDEX('SISPSN 2023'!M$3:M$442,MATCH($C117,'SISPSN 2023'!$J$3:$J$442,0)),\"\")","v":""},{"$f":"IFERROR(INDEX('SISPSN 2023'!N$3:N$442,MATCH($C117,'SISPSN 2023'!$J$3:$J$442,0)),\"\")","v":""},{"$f":"IFERROR(INDEX('SISPSN 2023'!O$3:O$442,MATCH($C117,'SISPSN 2023'!$J$3:$J$442,0)),\"\")","v":""},{"$f":"IFERROR(INDEX('SISPSN 2023'!P$3:P$442,MATCH($C117,'SISPSN 2023'!$J$3:$J$442,0)),\"\")","v":""},{"$f":"IFERROR(INDEX('SISPSN 2023'!Q$3:Q$442,MATCH($C117,'SISPSN 2023'!$J$3:$J$442,0)),\"\")","v":""},{"$f":"IFERROR(INDEX('SISPSN 2023'!R$3:R$442,MATCH($C117,'SISPSN 2023'!$J$3:$J$442,0)),\"\")","v":""},{"$f":"IFERROR(INDEX('SISPSN 2023'!S$3:S$442,MATCH($C117,'SISPSN 2023'!$J$3:$J$442,0)),\"\")","v":""},{"$f":"IFERROR(INDEX('SISPSN 2023'!T$3:T$442,MATCH($C117,'SISPSN 2023'!$J$3:$J$442,0)),\"\")","v":""},{"$f":"IFERROR(INDEX('SISPSN 2023'!U$3:U$442,MATCH($C117,'SISPSN 2023'!$J$3:$J$442,0)),\"\")","v":""},null,{"$error":"#VALUE!"},{"$error":"#VALUE!"},{"$error":"#VALUE!"},{"$error":"#VALUE!"},{"$error":"#VALUE!"},{"$error":"#VALUE!"},{"$f":"IFERROR(PERCENTRANK(_xlfn._xlws.FILTER($AD$4:$AD$547,$AD$4:$AD$547<>\"\"),AD117),\"\")","v":""},{"$error":"#VALUE!"},{"$error":"#VALUE!"},{"$error":"#VALUE!"}]
["Jawa Tengah","jawa tengah","Kab. Kebumen",1376825,2022,null,"jawa tengah","jawa tengah","Kabupaten Kebumen",70.56,71.290000000000006,71.88,0.432,1,{"$f":"IFERROR(INDEX('SISPSN 2023'!H$3:H$442,MATCH($C118,'SISPSN 2023'!$J$3:$J$442,0)),\"\")","v":2023},{"$f":"IFERROR(INDEX('SISPSN 2023'!I$3:I$442,MATCH($C118,'SISPSN 2023'!$J$3:$J$442,0)),\"\")","v":"Jawa Tengah"},{"$f":"IFERROR(INDEX('SISPSN 2023'!J$3:J$442,MATCH($C118,'SISPSN 2023'!$J$3:$J$442,0)),\"\")","v":"Kab. Kebumen"},{"$f":"IFERROR(INDEX('SISPSN 2023'!K$3:K$442,MATCH($C118,'SISPSN 2023'!$J$3:$J$442,0)),\"\")","v":176363.85},{"$f":"IFERROR(INDEX('SISPSN 2023'!L$3:L$442,MATCH($C118,'SISPSN 2023'!$J$3:$J$442,0)),\"\")","v":83099.12},{"$f":"IFERROR(INDEX('SISPSN 2023'!M$3:M$442,MATCH($C118,'SISPSN 2023'!$J$3:$J$442,0)),\"\")","v":47.12},{"$f":"IFERROR(INDEX('SISPSN 2023'!N$3:N$442,MATCH($C118,'SISPSN 2023'!$J$3:$J$442,0)),\"\")","v":64429.43},{"$f":"IFERROR(INDEX('SISPSN 2023'!O$3:O$442,MATCH($C118,'SISPSN 2023'!$J$3:$J$442,0)),\"\")","v":36.53},{"$f":"IFERROR(INDEX('SISPSN 2023'!P$3:P$442,MATCH($C118,'SISPSN 2023'!$J$3:$J$442,0)),\"\")","v":147528.56},{"$f":"IFERROR(INDEX('SISPSN 2023'!Q$3:Q$442,MATCH($C118,'SISPSN 2023'!$J$3:$J$442,0)),\"\")","v":83.65},{"$f":"IFERROR(INDEX('SISPSN 2023'!R$3:R$442,MATCH($C118,'SISPSN 2023'!$J$3:$J$442,0)),\"\")","v":78406.41},{"$f":"IFERROR(INDEX('SISPSN 2023'!S$3:S$442,MATCH($C118,'SISPSN 2023'!$J$3:$J$442,0)),\"\")","v":3948.94},{"$f":"IFERROR(INDEX('SISPSN 2023'!T$3:T$442,MATCH($C118,'SISPSN 2023'!$J$3:$J$442,0)),\"\")","v":46.7},{"$f":"IFERROR(INDEX('SISPSN 2023'!U$3:U$442,MATCH($C118,'SISPSN 2023'!$J$3:$J$442,0)),\"\")","v":"P 2"},null,0.35094411427522471,0.16535785006649953,0.12820727855854583,0.2935651485239143,0.15601988792459523,7.8579439642874997E-3,{"$f":"IFERROR(PERCENTRANK(_xlfn._xlws.FILTER($AD$4:$AD$547,$AD$4:$AD$547<>\"\"),AD118),\"\")","v":""},0.99399999999999999,0.45300000000000001,0.99099999999999999]
["Jawa Tengah","jawa tengah","Kab. Kendal",1033367,2022,null,"jawa tengah","jawa tengah","Kabupaten Kendal",72.5,73.19,73.86,0.63500000000000001,1,{"$f":"IFERROR(INDEX('SISPSN 2023'!H$3:H$442,MATCH($C119,'SISPSN 2023'!$J$3:$J$442,0)),\"\")","v":2023},{"$f":"IFERROR(INDEX('SISPSN 2023'!I$3:I$442,MATCH($C119,'SISPSN 2023'!$J$3:$J$442,0)),\"\")","v":"Jawa Tengah"},{"$f":"IFERROR(INDEX('SISPSN 2023'!J$3:J$442,MATCH($C119,'SISPSN 2023'!$J$3:$J$442,0)),\"\")","v":"Kab. Kendal"},{"$f":"IFERROR(INDEX('SISPSN 2023'!K$3:K$442,MATCH($C119,'SISPSN 2023'!$J$3:$J$442,0)),\"\")","v":153796.4},{"$f":"IFERROR(INDEX('SISPSN 2023'!L$3:L$442,MATCH($C119,'SISPSN 2023'!$J$3:$J$442,0)),\"\")","v":1637.99},{"$f":"IFERROR(INDEX('SISPSN 2023'!M$3:M$442,MATCH($C119,'SISPSN 2023'!$J$3:$J$442,0)),\"\")","v":1.07},{"$f":"IFERROR(INDEX('SISPSN 2023'!N$3:N$442,MATCH($C119,'SISPSN 2023'!$J$3:$J$442,0)),\"\")","v":64417.36},{"$f":"IFERROR(INDEX('SISPSN 2023'!O$3:O$442,MATCH($C119,'SISPSN 2023'!$J$3:$J$442,0)),\"\")","v":41.88},{"$f":"IFERROR(INDEX('SISPSN 2023'!P$3:P$442,MATCH($C119,'SISPSN 2023'!$J$3:$J$442,0)),\"\")","v":66055.34},{"$f":"IFERROR(INDEX('SISPSN 2023'!Q$3:Q$442,MATCH($C119,'SISPSN 2023'!$J$3:$J$442,0)),\"\")","v":42.95},{"$f":"IFERROR(INDEX('SISPSN 2023'!R$3:R$442,MATCH($C119,'SISPSN 2023'!$J$3:$J$442,0)),\"\")","v":1635.62},{"$f":"IFERROR(INDEX('SISPSN 2023'!S$3:S$442,MATCH($C119,'SISPSN 2023'!$J$3:$J$442,0)),\"\")","v":60.55},{"$f":"IFERROR(INDEX('SISPSN 2023'!T$3:T$442,MATCH($C119,'SISPSN 2023'!$J$3:$J$442,0)),\"\")","v":1.1000000000000001},{"$f":"IFERROR(INDEX('SISPSN 2023'!U$3:U$442,MATCH($C119,'SISPSN 2023'!$J$3:$J$442,0)),\"\")","v":"P 2"},null,0.40775445703220636,4.3427396419824116E-3,0.17078725932627922,0.17512997245564774,4.3364561524913293E-3,1.6053387708229904E-4,{"$f":"IFERROR(PERCENTRANK(_xlfn._xlws.FILTER($AD$4:$AD$547,$AD$4:$AD$547<>\"\"),AD119),\"\")","v":""},0.254,0.52400000000000002,0.30599999999999999]
["Jawa Tengah","jawa tengah","Kab. Klaten",1275850,2022,null,"jawa tengah","jawa tengah","Kabupaten Klaten",76.12,76.95,77.59,0.84299999999999997,1,{"$f":"IFERROR(INDEX('SISPSN 2023'!H$3:H$442,MATCH($C120,'SISPSN 2023'!$J$3:$J$442,0)),\"\")","v":2023},{"$f":"IFERROR(INDEX('SISPSN 2023'!I$3:I$442,MATCH($C120,'SISPSN 2023'!$J$3:$J$442,0)),\"\")","v":"Jawa Tengah"},{"$f":"IFERROR(INDEX('SISPSN 2023'!J$3:J$442,MATCH($C120,'SISPSN 2023'!$J$3:$J$442,0)),\"\")","v":"Kab. Klaten"},{"$f":"IFERROR(INDEX('SISPSN 2023'!K$3:K$442,MATCH($C120,'SISPSN 2023'!$J$3:$J$442,0)),\"\")","v":237050.7},{"$f":"IFERROR(INDEX('SISPSN 2023'!L$3:L$442,MATCH($C120,'SISPSN 2023'!$J$3:$J$442,0)),\"\")","v":60271.7},{"$f":"IFERROR(INDEX('SISPSN 2023'!M$3:M$442,MATCH($C120,'SISPSN 2023'!$J$3:$J$442,0)),\"\")","v":25.43},{"$f":"IFERROR(INDEX('SISPSN 2023'!N$3:N$442,MATCH($C120,'SISPSN 2023'!$J$3:$J$442,0)),\"\")","v":79423.97},{"$f":"IFERROR(INDEX('SISPSN 2023'!O$3:O$442,MATCH($C120,'SISPSN 2023'!$J$3:$J$442,0)),\"\")","v":33.51},{"$f":"IFERROR(INDEX('SISPSN 2023'!P$3:P$442,MATCH($C120,'SISPSN 2023'!$J$3:$J$442,0)),\"\")","v":139695.67000000001},{"$f":"IFERROR(INDEX('SISPSN 2023'!Q$3:Q$442,MATCH($C120,'SISPSN 2023'!$J$3:$J$442,0)),\"\")","v":58.93},{"$f":"IFERROR(INDEX('SISPSN 2023'!R$3:R$442,MATCH($C120,'SISPSN 2023'!$J$3:$J$442,0)),\"\")","v":20522.990000000002},{"$f":"IFERROR(INDEX('SISPSN 2023'!S$3:S$442,MATCH($C120,'SISPSN 2023'!$J$3:$J$442,0)),\"\")","v":35780.92},{"$f":"IFERROR(INDEX('SISPSN 2023'!T$3:T$442,MATCH($C120,'SISPSN 2023'!$J$3:$J$442,0)),\"\")","v":23.75},{"$f":"IFERROR(INDEX('SISPSN 2023'!U$3:U$442,MATCH($C120,'SISPSN 2023'!$J$3:$J$442,0)),\"\")","v":"P 2"},null,0.50903630724829696,0.12942582999998389,0.17055290026901218,0.29997873026899607,4.4070517586717643E-2,7.6834986721181317E-2,{"$f":"IFERROR(PERCENTRANK(_xlfn._xlws.FILTER($AD$4:$AD$547,$AD$4:$AD$547<>\"\"),AD120),\"\")","v":""},0.90600000000000003,0.41099999999999998,0.90300000000000002]
["Jawa Tengah","jawa tengah","Kab. Kudus",856472,2022,null,"jawa tengah","jawa tengah","Kabupaten Kudus",75.16,75.89,76.709999999999994,0.81200000000000006,1,{"$f":"IFERROR(INDEX('SISPSN 2023'!H$3:H$442,MATCH($C121,'SISPSN 2023'!$J$3:$J$442,0)),\"\")","v":2023},{"$f":"IFERROR(INDEX('SISPSN 2023'!I$3:I$442,MATCH($C121,'SISPSN 2023'!$J$3:$J$442,0)),\"\")","v":"Jawa Tengah"},{"$f":"IFERROR(INDEX('SISPSN 2023'!J$3:J$442,MATCH($C121,'SISPSN 2023'!$J$3:$J$442,0)),\"\")","v":"Kab. Kudus"},{"$f":"IFERROR(INDEX('SISPSN 2023'!K$3:K$442,MATCH($C121,'SISPSN 2023'!$J$3:$J$442,0)),\"\")","v":159061.34},{"$f":"IFERROR(INDEX('SISPSN 2023'!L$3:L$442,MATCH($C121,'SISPSN 2023'!$J$3:$J$442,0)),\"\")","v":39810.239999999998},{"$f":"IFERROR(INDEX('SISPSN 2023'!M$3:M$442,MATCH($C121,'SISPSN 2023'!$J$3:$J$442,0)),\"\")","v":25.03},{"$f":"IFERROR(INDEX('SISPSN 2023'!N$3:N$442,MATCH($C121,'SISPSN 2023'!$J$3:$J$442,0)),\"\")","v":61107.73},{"$f":"IFERROR(INDEX('SISPSN 2023'!O$3:O$442,MATCH($C121,'SISPSN 2023'!$J$3:$J$442,0)),\"\")","v":38.42},{"$f":"IFERROR(INDEX('SISPSN 2023'!P$3:P$442,MATCH($C121,'SISPSN 2023'!$J$3:$J$442,0)),\"\")","v":100917.97},{"$f":"IFERROR(INDEX('SISPSN 2023'!Q$3:Q$442,MATCH($C121,'SISPSN 2023'!$J$3:$J$442,0)),\"\")","v":63.45},{"$f":"IFERROR(INDEX('SISPSN 2023'!R$3:R$442,MATCH($C121,'SISPSN 2023'!$J$3:$J$442,0)),\"\")","v":37662.76},{"$f":"IFERROR(INDEX('SISPSN 2023'!S$3:S$442,MATCH($C121,'SISPSN 2023'!$J$3:$J$442,0)),\"\")","v":18942.93},{"$f":"IFERROR(INDEX('SISPSN 2023'!T$3:T$442,MATCH($C121,'SISPSN 2023'!$J$3:$J$442,0)),\"\")","v":35.590000000000003},{"$f":"IFERROR(INDEX('SISPSN 2023'!U$3:U$442,MATCH($C121,'SISPSN 2023'!$J$3:$J$442,0)),\"\")","v":"P 2"},null,0.50881347335427773,0.12734701272771498,0.19547450279304449,0.32282151552075944,0.1204775449000276,6.0595604241778345E-2,{"$f":"IFERROR(PERCENTRANK(_xlfn._xlws.FILTER($AD$4:$AD$547,$AD$4:$AD$547<>\"\"),AD121),\"\")","v":""},0.89700000000000002,0.49099999999999999,0.97699999999999998]
["Jawa Tengah","jawa tengah","Kab. Magelang",1312573,2022,null,"jawa tengah","jawa tengah","Kabupaten Magelang",70.23,70.959999999999994,71.56,0.41399999999999998,1,{"$f":"IFERROR(INDEX('SISPSN 2023'!H$3:H$442,MATCH($C122,'SISPSN 2023'!$J$3:$J$442,0)),\"\")","v":2023},{"$f":"IFERROR(INDEX('SISPSN 2023'!I$3:I$442,MATCH($C122,'SISPSN 2023'!$J$3:$J$442,0)),\"\")","v":"Jawa Tengah"},{"$f":"IFERROR(INDEX('SISPSN 2023'!J$3:J$442,MATCH($C122,'SISPSN 2023'!$J$3:$J$442,0)),\"\")","v":"Kab. Magelang"},{"$f":"IFERROR(INDEX('SISPSN 2023'!K$3:K$442,MATCH($C122,'SISPSN 2023'!$J$3:$J$442,0)),\"\")","v":241767.97},{"$f":"IFERROR(INDEX('SISPSN 2023'!L$3:L$442,MATCH($C122,'SISPSN 2023'!$J$3:$J$442,0)),\"\")","v":58506.77},{"$f":"IFERROR(INDEX('SISPSN 2023'!M$3:M$442,MATCH($C122,'SISPSN 2023'!$J$3:$J$442,0)),\"\")","v":24.2},{"$f":"IFERROR(INDEX('SISPSN 2023'!N$3:N$442,MATCH($C122,'SISPSN 2023'!$J$3:$J$442,0)),\"\")","v":65411.72},{"$f":"IFERROR(INDEX('SISPSN 2023'!O$3:O$442,MATCH($C122,'SISPSN 2023'!$J$3:$J$442,0)),\"\")","v":27.06},{"$f":"IFERROR(INDEX('SISPSN 2023'!P$3:P$442,MATCH($C122,'SISPSN 2023'!$J$3:$J$442,0)),\"\")","v":123918.49},{"$f":"IFERROR(INDEX('SISPSN 2023'!Q$3:Q$442,MATCH($C122,'SISPSN 2023'!$J$3:$J$442,0)),\"\")","v":51.26},{"$f":"IFERROR(INDEX('SISPSN 2023'!R$3:R$442,MATCH($C122,'SISPSN 2023'!$J$3:$J$442,0)),\"\")","v":28176.95},{"$f":"IFERROR(INDEX('SISPSN 2023'!S$3:S$442,MATCH($C122,'SISPSN 2023'!$J$3:$J$442,0)),\"\")","v":13581.72},{"$f":"IFERROR(INDEX('SISPSN 2023'!T$3:T$442,MATCH($C122,'SISPSN 2023'!$J$3:$J$442,0)),\"\")","v":17.27},{"$f":"IFERROR(INDEX('SISPSN 2023'!U$3:U$442,MATCH($C122,'SISPSN 2023'!$J$3:$J$442,0)),\"\")","v":"P 2"},null,0.5046408847355538,0.12212084245824438,0.13653350463617789,0.25865434709442225,5.8813584682658591E-2,2.8349045562282571E-2,{"$f":"IFERROR(PERCENTRANK(_xlfn._xlws.FILTER($AD$4:$AD$547,$AD$4:$AD$547<>\"\"),AD122),\"\")","v":""},0.88300000000000001,0.32500000000000001,0.76500000000000001]
["Jawa Tengah","jawa tengah","Kab. Pati",1339572,2022,null,"jawa tengah","jawa tengah","Kabupaten Pati",72.28,73.14,73.59,0.61599999999999999,1,{"$f":"IFERROR(INDEX('SISPSN 2023'!H$3:H$442,MATCH($C123,'SISPSN 2023'!$J$3:$J$442,0)),\"\")","v":2023},{"$f":"IFERROR(INDEX('SISPSN 2023'!I$3:I$442,MATCH($C123,'SISPSN 2023'!$J$3:$J$442,0)),\"\")","v":"Jawa Tengah"},{"$f":"IFERROR(INDEX('SISPSN 2023'!J$3:J$442,MATCH($C123,'SISPSN 2023'!$J$3:$J$442,0)),\"\")","v":"Kab. Pati"},{"$f":"IFERROR(INDEX('SISPSN 2023'!K$3:K$442,MATCH($C123,'SISPSN 2023'!$J$3:$J$442,0)),\"\")","v":251092.63},{"$f":"IFERROR(INDEX('SISPSN 2023'!L$3:L$442,MATCH($C123,'SISPSN 2023'!$J$3:$J$442,0)),\"\")","v":35895.550000000003},{"$f":"IFERROR(INDEX('SISPSN 2023'!M$3:M$442,MATCH($C123,'SISPSN 2023'!$J$3:$J$442,0)),\"\")","v":14.3},{"$f":"IFERROR(INDEX('SISPSN 2023'!N$3:N$442,MATCH($C123,'SISPSN 2023'!$J$3:$J$442,0)),\"\")","v":68328},{"$f":"IFERROR(INDEX('SISPSN 2023'!O$3:O$442,MATCH($C123,'SISPSN 2023'!$J$3:$J$442,0)),\"\")","v":27.21},{"$f":"IFERROR(INDEX('SISPSN 2023'!P$3:P$442,MATCH($C123,'SISPSN 2023'!$J$3:$J$442,0)),\"\")","v":104223.55},{"$f":"IFERROR(INDEX('SISPSN 2023'!Q$3:Q$442,MATCH($C123,'SISPSN 2023'!$J$3:$J$442,0)),\"\")","v":41.51},{"$f":"IFERROR(INDEX('SISPSN 2023'!R$3:R$442,MATCH($C123,'SISPSN 2023'!$J$3:$J$442,0)),\"\")","v":35684.1},{"$f":"IFERROR(INDEX('SISPSN 2023'!S$3:S$442,MATCH($C123,'SISPSN 2023'!$J$3:$J$442,0)),\"\")","v":0},{"$f":"IFERROR(INDEX('SISPSN 2023'!T$3:T$442,MATCH($C123,'SISPSN 2023'!$J$3:$J$442,0)),\"\")","v":14.21},{"$f":"IFERROR(INDEX('SISPSN 2023'!U$3:U$442,MATCH($C123,'SISPSN 2023'!$J$3:$J$442,0)),\"\")","v":"P 2"},null,0.51354090239168193,7.3414473132268912E-2,0.13974612786770699,0.21316060099997591,7.2982010324377178E-2,0,{"$f":"IFERROR(PERCENTRANK(_xlfn._xlws.FILTER($AD$4:$AD$547,$AD$4:$AD$547<>\"\"),AD123),\"\")","v":""},0.629,0.33100000000000002,0.67400000000000004]
["Jawa Tengah","jawa tengah","Kab. Pekalongan",986455,2022,null,"jawa tengah","jawa tengah","Kabupaten Pekalongan",70.11,70.81,71.45,0.40400000000000003,1,{"$f":"IFERROR(INDEX('SISPSN 2023'!H$3:H$442,MATCH($C124,'SISPSN 2023'!$J$3:$J$442,0)),\"\")","v":2023},{"$f":"IFERROR(INDEX('SISPSN 2023'!I$3:I$442,MATCH($C124,'SISPSN 2023'!$J$3:$J$442,0)),\"\")","v":"Jawa Tengah"},{"$f":"IFERROR(INDEX('SISPSN 2023'!J$3:J$442,MATCH($C124,'SISPSN 2023'!$J$3:$J$442,0)),\"\")","v":"Kab. Pekalongan"},{"$f":"IFERROR(INDEX('SISPSN 2023'!K$3:K$442,MATCH($C124,'SISPSN 2023'!$J$3:$J$442,0)),\"\")","v":144022.43},{"$f":"IFERROR(INDEX('SISPSN 2023'!L$3:L$442,MATCH($C124,'SISPSN 2023'!$J$3:$J$442,0)),\"\")","v":9287.92},{"$f":"IFERROR(INDEX('SISPSN 2023'!M$3:M$442,MATCH($C124,'SISPSN 2023'!$J$3:$J$442,0)),\"\")","v":6.45},{"$f":"IFERROR(INDEX('SISPSN 2023'!N$3:N$442,MATCH($C124,'SISPSN 2023'!$J$3:$J$442,0)),\"\")","v":47450},{"$f":"IFERROR(INDEX('SISPSN 2023'!O$3:O$442,MATCH($C124,'SISPSN 2023'!$J$3:$J$442,0)),\"\")","v":32.950000000000003},{"$f":"IFERROR(INDEX('SISPSN 2023'!P$3:P$442,MATCH($C124,'SISPSN 2023'!$J$3:$J$442,0)),\"\")","v":56737.919999999998},{"$f":"IFERROR(INDEX('SISPSN 2023'!Q$3:Q$442,MATCH($C124,'SISPSN 2023'!$J$3:$J$442,0)),\"\")","v":39.4},{"$f":"IFERROR(INDEX('SISPSN 2023'!R$3:R$442,MATCH($C124,'SISPSN 2023'!$J$3:$J$442,0)),\"\")","v":5453.91},{"$f":"IFERROR(INDEX('SISPSN 2023'!S$3:S$442,MATCH($C124,'SISPSN 2023'!$J$3:$J$442,0)),\"\")","v":0},{"$f":"IFERROR(INDEX('SISPSN 2023'!T$3:T$442,MATCH($C124,'SISPSN 2023'!$J$3:$J$442,0)),\"\")","v":3.79},{"$f":"IFERROR(INDEX('SISPSN 2023'!U$3:U$442,MATCH($C124,'SISPSN 2023'!$J$3:$J$442,0)),\"\")","v":"P 2"},null,0.4,2.5795759729925399E-2,0.1317850282070647,0.1575807879369901,1.514739058353619E-2,0,{"$f":"IFERROR(PERCENTRANK(_xlfn._xlws.FILTER($AD$4:$AD$547,$AD$4:$AD$547<>\"\"),AD124),\"\")","v":""},0.45800000000000002,0.40799999999999997,0.41399999999999998]
["Jawa Tengah","jawa tengah","Kab. Pemalang",1500754,2022,null,"jawa tengah","jawa tengah","Kabupaten Pemalang",66.64,67.260000000000005,68.08,0.191,0,{"$f":"IFERROR(INDEX('SISPSN 2023'!H$3:H$442,MATCH($C125,'SISPSN 2023'!$J$3:$J$442,0)),\"\")","v":""},{"$f":"IFERROR(INDEX('SISPSN 2023'!I$3:I$442,MATCH($C125,'SISPSN 2023'!$J$3:$J$442,0)),\"\")","v":""},{"$f":"IFERROR(INDEX('SISPSN 2023'!J$3:J$442,MATCH($C125,'SISPSN 2023'!$J$3:$J$442,0)),\"\")","v":""},{"$f":"IFERROR(INDEX('SISPSN 2023'!K$3:K$442,MATCH($C125,'SISPSN 2023'!$J$3:$J$442,0)),\"\")","v":""},{"$f":"IFERROR(INDEX('SISPSN 2023'!L$3:L$442,MATCH($C125,'SISPSN 2023'!$J$3:$J$442,0)),\"\")","v":""},{"$f":"IFERROR(INDEX('SISPSN 2023'!M$3:M$442,MATCH($C125,'SISPSN 2023'!$J$3:$J$442,0)),\"\")","v":""},{"$f":"IFERROR(INDEX('SISPSN 2023'!N$3:N$442,MATCH($C125,'SISPSN 2023'!$J$3:$J$442,0)),\"\")","v":""},{"$f":"IFERROR(INDEX('SISPSN 2023'!O$3:O$442,MATCH($C125,'SISPSN 2023'!$J$3:$J$442,0)),\"\")","v":""},{"$f":"IFERROR(INDEX('SISPSN 2023'!P$3:P$442,MATCH($C125,'SISPSN 2023'!$J$3:$J$442,0)),\"\")","v":""},{"$f":"IFERROR(INDEX('SISPSN 2023'!Q$3:Q$442,MATCH($C125,'SISPSN 2023'!$J$3:$J$442,0)),\"\")","v":""},{"$f":"IFERROR(INDEX('SISPSN 2023'!R$3:R$442,MATCH($C125,'SISPSN 2023'!$J$3:$J$442,0)),\"\")","v":""},{"$f":"IFERROR(INDEX('SISPSN 2023'!S$3:S$442,MATCH($C125,'SISPSN 2023'!$J$3:$J$442,0)),\"\")","v":""},{"$f":"IFERROR(INDEX('SISPSN 2023'!T$3:T$442,MATCH($C125,'SISPSN 2023'!$J$3:$J$442,0)),\"\")","v":""},{"$f":"IFERROR(INDEX('SISPSN 2023'!U$3:U$442,MATCH($C125,'SISPSN 2023'!$J$3:$J$442,0)),\"\")","v":""},null,{"$error":"#VALUE!"},{"$error":"#VALUE!"},{"$error":"#VALUE!"},{"$error":"#VALUE!"},{"$error":"#VALUE!"},{"$error":"#VALUE!"},{"$f":"IFERROR(PERCENTRANK(_xlfn._xlws.FILTER($AD$4:$AD$547,$AD$4:$AD$547<>\"\"),AD125),\"\")","v":""},{"$error":"#VALUE!"},{"$error":"#VALUE!"},{"$error":"#VALUE!"}]
["Jawa Tengah","jawa tengah","Kab. Purbalingga",1019840,2022,null,"jawa tengah","jawa tengah","Kabupaten Purbalingga",69.41,69.8,70.510000000000005,0.32700000000000001,0,{"$f":"IFERROR(INDEX('SISPSN 2023'!H$3:H$442,MATCH($C126,'SISPSN 2023'!$J$3:$J$442,0)),\"\")","v":""},{"$f":"IFERROR(INDEX('SISPSN 2023'!I$3:I$442,MATCH($C126,'SISPSN 2023'!$J$3:$J$442,0)),\"\")","v":""},{"$f":"IFERROR(INDEX('SISPSN 2023'!J$3:J$442,MATCH($C126,'SISPSN 2023'!$J$3:$J$442,0)),\"\")","v":""},{"$f":"IFERROR(INDEX('SISPSN 2023'!K$3:K$442,MATCH($C126,'SISPSN 2023'!$J$3:$J$442,0)),\"\")","v":""},{"$f":"IFERROR(INDEX('SISPSN 2023'!L$3:L$442,MATCH($C126,'SISPSN 2023'!$J$3:$J$442,0)),\"\")","v":""},{"$f":"IFERROR(INDEX('SISPSN 2023'!M$3:M$442,MATCH($C126,'SISPSN 2023'!$J$3:$J$442,0)),\"\")","v":""},{"$f":"IFERROR(INDEX('SISPSN 2023'!N$3:N$442,MATCH($C126,'SISPSN 2023'!$J$3:$J$442,0)),\"\")","v":""},{"$f":"IFERROR(INDEX('SISPSN 2023'!O$3:O$442,MATCH($C126,'SISPSN 2023'!$J$3:$J$442,0)),\"\")","v":""},{"$f":"IFERROR(INDEX('SISPSN 2023'!P$3:P$442,MATCH($C126,'SISPSN 2023'!$J$3:$J$442,0)),\"\")","v":""},{"$f":"IFERROR(INDEX('SISPSN 2023'!Q$3:Q$442,MATCH($C126,'SISPSN 2023'!$J$3:$J$442,0)),\"\")","v":""},{"$f":"IFERROR(INDEX('SISPSN 2023'!R$3:R$442,MATCH($C126,'SISPSN 2023'!$J$3:$J$442,0)),\"\")","v":""},{"$f":"IFERROR(INDEX('SISPSN 2023'!S$3:S$442,MATCH($C126,'SISPSN 2023'!$J$3:$J$442,0)),\"\")","v":""},{"$f":"IFERROR(INDEX('SISPSN 2023'!T$3:T$442,MATCH($C126,'SISPSN 2023'!$J$3:$J$442,0)),\"\")","v":""},{"$f":"IFERROR(INDEX('SISPSN 2023'!U$3:U$442,MATCH($C126,'SISPSN 2023'!$J$3:$J$442,0)),\"\")","v":""},null,{"$error":"#VALUE!"},{"$error":"#VALUE!"},{"$error":"#VALUE!"},{"$error":"#VALUE!"},{"$error":"#VALUE!"},{"$error":"#VALUE!"},{"$f":"IFERROR(PERCENTRANK(_xlfn._xlws.FILTER($AD$4:$AD$547,$AD$4:$AD$547<>\"\"),AD126),\"\")","v":""},{"$error":"#VALUE!"},{"$error":"#VALUE!"},{"$error":"#VALUE!"}]
["Jawa Tengah","jawa tengah","Kab. Purworejo",778257,2022,null,"jawa tengah","jawa tengah","Kabupaten Purworejo",73.06,73.67,74.349999999999994,0.68799999999999994,1,{"$f":"IFERROR(INDEX('SISPSN 2023'!H$3:H$442,MATCH($C127,'SISPSN 2023'!$J$3:$J$442,0)),\"\")","v":2023},{"$f":"IFERROR(INDEX('SISPSN 2023'!I$3:I$442,MATCH($C127,'SISPSN 2023'!$J$3:$J$442,0)),\"\")","v":"Jawa Tengah"},{"$f":"IFERROR(INDEX('SISPSN 2023'!J$3:J$442,MATCH($C127,'SISPSN 2023'!$J$3:$J$442,0)),\"\")","v":"Kab. Purworejo"},{"$f":"IFERROR(INDEX('SISPSN 2023'!K$3:K$442,MATCH($C127,'SISPSN 2023'!$J$3:$J$442,0)),\"\")","v":117432.91},{"$f":"IFERROR(INDEX('SISPSN 2023'!L$3:L$442,MATCH($C127,'SISPSN 2023'!$J$3:$J$442,0)),\"\")","v":27000.83},{"$f":"IFERROR(INDEX('SISPSN 2023'!M$3:M$442,MATCH($C127,'SISPSN 2023'!$J$3:$J$442,0)),\"\")","v":22.99},{"$f":"IFERROR(INDEX('SISPSN 2023'!N$3:N$442,MATCH($C127,'SISPSN 2023'!$J$3:$J$442,0)),\"\")","v":30716.28},{"$f":"IFERROR(INDEX('SISPSN 2023'!O$3:O$442,MATCH($C127,'SISPSN 2023'!$J$3:$J$442,0)),\"\")","v":26.16},{"$f":"IFERROR(INDEX('SISPSN 2023'!P$3:P$442,MATCH($C127,'SISPSN 2023'!$J$3:$J$442,0)),\"\")","v":57717.120000000003},{"$f":"IFERROR(INDEX('SISPSN 2023'!Q$3:Q$442,MATCH($C127,'SISPSN 2023'!$J$3:$J$442,0)),\"\")","v":49.15},{"$f":"IFERROR(INDEX('SISPSN 2023'!R$3:R$442,MATCH($C127,'SISPSN 2023'!$J$3:$J$442,0)),\"\")","v":25982.51},{"$f":"IFERROR(INDEX('SISPSN 2023'!S$3:S$442,MATCH($C127,'SISPSN 2023'!$J$3:$J$442,0)),\"\")","v":1122.08},{"$f":"IFERROR(INDEX('SISPSN 2023'!T$3:T$442,MATCH($C127,'SISPSN 2023'!$J$3:$J$442,0)),\"\")","v":23.08},{"$f":"IFERROR(INDEX('SISPSN 2023'!U$3:U$442,MATCH($C127,'SISPSN 2023'!$J$3:$J$442,0)),\"\")","v":"P 2"},null,0.41340328451912411,9.5051990168194794E-2,0.10813162204878585,0.20318364742033923,9.146716175262104E-2,3.9500984646741602E-3,{"$f":"IFERROR(PERCENTRANK(_xlfn._xlws.FILTER($AD$4:$AD$547,$AD$4:$AD$547<>\"\"),AD127),\"\")","v":""},0.85899999999999999,0.30599999999999999,0.88900000000000001]
["Jawa Tengah","jawa tengah","Kab. Rembang",650770,2022,null,"jawa tengah","jawa tengah","Kabupaten Rembang",70.430000000000007,71,71.89,0.435,1,{"$f":"IFERROR(INDEX('SISPSN 2023'!H$3:H$442,MATCH($C128,'SISPSN 2023'!$J$3:$J$442,0)),\"\")","v":2023},{"$f":"IFERROR(INDEX('SISPSN 2023'!I$3:I$442,MATCH($C128,'SISPSN 2023'!$J$3:$J$442,0)),\"\")","v":"Jawa Tengah"},{"$f":"IFERROR(INDEX('SISPSN 2023'!J$3:J$442,MATCH($C128,'SISPSN 2023'!$J$3:$J$442,0)),\"\")","v":"Kab. Rembang"},{"$f":"IFERROR(INDEX('SISPSN 2023'!K$3:K$442,MATCH($C128,'SISPSN 2023'!$J$3:$J$442,0)),\"\")","v":92770.06},{"$f":"IFERROR(INDEX('SISPSN 2023'!L$3:L$442,MATCH($C128,'SISPSN 2023'!$J$3:$J$442,0)),\"\")","v":14853.98},{"$f":"IFERROR(INDEX('SISPSN 2023'!M$3:M$442,MATCH($C128,'SISPSN 2023'!$J$3:$J$442,0)),\"\")","v":16.010000000000002},{"$f":"IFERROR(INDEX('SISPSN 2023'!N$3:N$442,MATCH($C128,'SISPSN 2023'!$J$3:$J$442,0)),\"\")","v":16030},{"$f":"IFERROR(INDEX('SISPSN 2023'!O$3:O$442,MATCH($C128,'SISPSN 2023'!$J$3:$J$442,0)),\"\")","v":17.28},{"$f":"IFERROR(INDEX('SISPSN 2023'!P$3:P$442,MATCH($C128,'SISPSN 2023'!$J$3:$J$442,0)),\"\")","v":30883.98},{"$f":"IFERROR(INDEX('SISPSN 2023'!Q$3:Q$442,MATCH($C128,'SISPSN 2023'!$J$3:$J$442,0)),\"\")","v":33.29},{"$f":"IFERROR(INDEX('SISPSN 2023'!R$3:R$442,MATCH($C128,'SISPSN 2023'!$J$3:$J$442,0)),\"\")","v":14246.98},{"$f":"IFERROR(INDEX('SISPSN 2023'!S$3:S$442,MATCH($C128,'SISPSN 2023'!$J$3:$J$442,0)),\"\")","v":5.48},{"$f":"IFERROR(INDEX('SISPSN 2023'!T$3:T$442,MATCH($C128,'SISPSN 2023'!$J$3:$J$442,0)),\"\")","v":15.36},{"$f":"IFERROR(INDEX('SISPSN 2023'!U$3:U$442,MATCH($C128,'SISPSN 2023'!$J$3:$J$442,0)),\"\")","v":"P 2"},null,0.39055971840313086,6.2534898069115594E-2,6.7485913946829276E-2,0.13002081201594487,5.9979442687598104E-2,2.3070668024243569E-5,{"$f":"IFERROR(PERCENTRANK(_xlfn._xlws.FILTER($AD$4:$AD$547,$AD$4:$AD$547<>\"\"),AD128),\"\")","v":""},0.69,0.16800000000000001,0.72299999999999998]
["Jawa Tengah","jawa tengah","Kab. Semarang",1068492,2022,null,"jawa tengah","jawa tengah","Kabupaten Semarang",74.239999999999995,74.67,75.13,0.748,1,{"$f":"IFERROR(INDEX('SISPSN 2023'!H$3:H$442,MATCH($C129,'SISPSN 2023'!$J$3:$J$442,0)),\"\")","v":2023},{"$f":"IFERROR(INDEX('SISPSN 2023'!I$3:I$442,MATCH($C129,'SISPSN 2023'!$J$3:$J$442,0)),\"\")","v":"Jawa Tengah"},{"$f":"IFERROR(INDEX('SISPSN 2023'!J$3:J$442,MATCH($C129,'SISPSN 2023'!$J$3:$J$442,0)),\"\")","v":"Kab. Semarang"},{"$f":"IFERROR(INDEX('SISPSN 2023'!K$3:K$442,MATCH($C129,'SISPSN 2023'!$J$3:$J$442,0)),\"\")","v":194601.94},{"$f":"IFERROR(INDEX('SISPSN 2023'!L$3:L$442,MATCH($C129,'SISPSN 2023'!$J$3:$J$442,0)),\"\")","v":27778.02},{"$f":"IFERROR(INDEX('SISPSN 2023'!M$3:M$442,MATCH($C129,'SISPSN 2023'!$J$3:$J$442,0)),\"\")","v":14.27},{"$f":"IFERROR(INDEX('SISPSN 2023'!N$3:N$442,MATCH($C129,'SISPSN 2023'!$J$3:$J$442,0)),\"\")","v":73365},{"$f":"IFERROR(INDEX('SISPSN 2023'!O$3:O$442,MATCH($C129,'SISPSN 2023'!$J$3:$J$442,0)),\"\")","v":37.700000000000003},{"$f":"IFERROR(INDEX('SISPSN 2023'!P$3:P$442,MATCH($C129,'SISPSN 2023'!$J$3:$J$442,0)),\"\")","v":101143.02},{"$f":"IFERROR(INDEX('SISPSN 2023'!Q$3:Q$442,MATCH($C129,'SISPSN 2023'!$J$3:$J$442,0)),\"\")","v":51.97},{"$f":"IFERROR(INDEX('SISPSN 2023'!R$3:R$442,MATCH($C129,'SISPSN 2023'!$J$3:$J$442,0)),\"\")","v":26761.5},{"$f":"IFERROR(INDEX('SISPSN 2023'!S$3:S$442,MATCH($C129,'SISPSN 2023'!$J$3:$J$442,0)),\"\")","v":0},{"$f":"IFERROR(INDEX('SISPSN 2023'!T$3:T$442,MATCH($C129,'SISPSN 2023'!$J$3:$J$442,0)),\"\")","v":13.75},{"$f":"IFERROR(INDEX('SISPSN 2023'!U$3:U$442,MATCH($C129,'SISPSN 2023'!$J$3:$J$442,0)),\"\")","v":"P 2"},null,0.49897987069627098,7.122576901236663E-2,0.18811558720140162,0.25934135621376819,6.8619304666943479E-2,0,{"$f":"IFERROR(PERCENTRANK(_xlfn._xlws.FILTER($AD$4:$AD$547,$AD$4:$AD$547<>\"\"),AD129),\"\")","v":""},0.624,0.47499999999999998,0.66200000000000003]
["Jawa Tengah","jawa tengah","Kab. Sragen",992243,2022,null,"jawa tengah","jawa tengah","Kabupaten Sragen",74.08,74.650000000000006,75.099999999999994,0.74399999999999999,1,{"$f":"IFERROR(INDEX('SISPSN 2023'!H$3:H$442,MATCH($C130,'SISPSN 2023'!$J$3:$J$442,0)),\"\")","v":2023},{"$f":"IFERROR(INDEX('SISPSN 2023'!I$3:I$442,MATCH($C130,'SISPSN 2023'!$J$3:$J$442,0)),\"\")","v":"Jawa Tengah"},{"$f":"IFERROR(INDEX('SISPSN 2023'!J$3:J$442,MATCH($C130,'SISPSN 2023'!$J$3:$J$442,0)),\"\")","v":"Kab. Sragen"},{"$f":"IFERROR(INDEX('SISPSN 2023'!K$3:K$442,MATCH($C130,'SISPSN 2023'!$J$3:$J$442,0)),\"\")","v":217301.22},{"$f":"IFERROR(INDEX('SISPSN 2023'!L$3:L$442,MATCH($C130,'SISPSN 2023'!$J$3:$J$442,0)),\"\")","v":46530.96},{"$f":"IFERROR(INDEX('SISPSN 2023'!M$3:M$442,MATCH($C130,'SISPSN 2023'!$J$3:$J$442,0)),\"\")","v":21.41},{"$f":"IFERROR(INDEX('SISPSN 2023'!N$3:N$442,MATCH($C130,'SISPSN 2023'!$J$3:$J$442,0)),\"\")","v":105945.22},{"$f":"IFERROR(INDEX('SISPSN 2023'!O$3:O$442,MATCH($C130,'SISPSN 2023'!$J$3:$J$442,0)),\"\")","v":48.76},{"$f":"IFERROR(INDEX('SISPSN 2023'!P$3:P$442,MATCH($C130,'SISPSN 2023'!$J$3:$J$442,0)),\"\")","v":152476.18},{"$f":"IFERROR(INDEX('SISPSN 2023'!Q$3:Q$442,MATCH($C130,'SISPSN 2023'!$J$3:$J$442,0)),\"\")","v":70.17},{"$f":"IFERROR(INDEX('SISPSN 2023'!R$3:R$442,MATCH($C130,'SISPSN 2023'!$J$3:$J$442,0)),\"\")","v":20204.080000000002},{"$f":"IFERROR(INDEX('SISPSN 2023'!S$3:S$442,MATCH($C130,'SISPSN 2023'!$J$3:$J$442,0)),\"\")","v":34868.769999999997},{"$f":"IFERROR(INDEX('SISPSN 2023'!T$3:T$442,MATCH($C130,'SISPSN 2023'!$J$3:$J$442,0)),\"\")","v":25.34},{"$f":"IFERROR(INDEX('SISPSN 2023'!U$3:U$442,MATCH($C130,'SISPSN 2023'!$J$3:$J$442,0)),\"\")","v":"P 2"},null,0.6000000082834327,0.1284786914009782,0.29253003217188606,0.42100872357286429,5.5786378775780167E-2,9.627770285336229E-2,{"$f":"IFERROR(PERCENTRANK(_xlfn._xlws.FILTER($AD$4:$AD$547,$AD$4:$AD$547<>\"\"),AD130),\"\")","v":""},0.82799999999999996,0.57399999999999995,0.92800000000000005]
["Jawa Tengah","jawa tengah","Kab. Sukoharjo",916627,2022,null,"jawa tengah","jawa tengah","Kabupaten Sukoharjo",77.13,77.94,78.650000000000006,0.87,1,{"$f":"IFERROR(INDEX('SISPSN 2023'!H$3:H$442,MATCH($C131,'SISPSN 2023'!$J$3:$J$442,0)),\"\")","v":2023},{"$f":"IFERROR(INDEX('SISPSN 2023'!I$3:I$442,MATCH($C131,'SISPSN 2023'!$J$3:$J$442,0)),\"\")","v":"Jawa Tengah"},{"$f":"IFERROR(INDEX('SISPSN 2023'!J$3:J$442,MATCH($C131,'SISPSN 2023'!$J$3:$J$442,0)),\"\")","v":"Kab. Sukoharjo"},{"$f":"IFERROR(INDEX('SISPSN 2023'!K$3:K$442,MATCH($C131,'SISPSN 2023'!$J$3:$J$442,0)),\"\")","v":133114.76999999999},{"$f":"IFERROR(INDEX('SISPSN 2023'!L$3:L$442,MATCH($C131,'SISPSN 2023'!$J$3:$J$442,0)),\"\")","v":20109.91},{"$f":"IFERROR(INDEX('SISPSN 2023'!M$3:M$442,MATCH($C131,'SISPSN 2023'!$J$3:$J$442,0)),\"\")","v":15.11},{"$f":"IFERROR(INDEX('SISPSN 2023'!N$3:N$442,MATCH($C131,'SISPSN 2023'!$J$3:$J$442,0)),\"\")","v":80909.19},{"$f":"IFERROR(INDEX('SISPSN 2023'!O$3:O$442,MATCH($C131,'SISPSN 2023'!$J$3:$J$442,0)),\"\")","v":60.78},{"$f":"IFERROR(INDEX('SISPSN 2023'!P$3:P$442,MATCH($C131,'SISPSN 2023'!$J$3:$J$442,0)),\"\")","v":101019.1},{"$f":"IFERROR(INDEX('SISPSN 2023'!Q$3:Q$442,MATCH($C131,'SISPSN 2023'!$J$3:$J$442,0)),\"\")","v":75.89},{"$f":"IFERROR(INDEX('SISPSN 2023'!R$3:R$442,MATCH($C131,'SISPSN 2023'!$J$3:$J$442,0)),\"\")","v":19493.400000000001},{"$f":"IFERROR(INDEX('SISPSN 2023'!S$3:S$442,MATCH($C131,'SISPSN 2023'!$J$3:$J$442,0)),\"\")","v":14.24},{"$f":"IFERROR(INDEX('SISPSN 2023'!T$3:T$442,MATCH($C131,'SISPSN 2023'!$J$3:$J$442,0)),\"\")","v":14.65},{"$f":"IFERROR(INDEX('SISPSN 2023'!U$3:U$442,MATCH($C131,'SISPSN 2023'!$J$3:$J$442,0)),\"\")","v":"P 2"},null,0.39786958053821231,6.0106939720973127E-2,0.24183120691255017,0.30193814663352331,5.8264239807976147E-2,4.2562240289820163E-5,{"$f":"IFERROR(PERCENTRANK(_xlfn._xlws.FILTER($AD$4:$AD$547,$AD$4:$AD$547<>\"\"),AD131),\"\")","v":""},0.66500000000000004,0.67600000000000005,0.69]
["Jawa Tengah","jawa tengah","Kab. Tegal",1623595,2022,null,"jawa tengah","jawa tengah","Kabupaten Tegal",69.67,70.42,71.12,0.375,1,{"$f":"IFERROR(INDEX('SISPSN 2023'!H$3:H$442,MATCH($C132,'SISPSN 2023'!$J$3:$J$442,0)),\"\")","v":2023},{"$f":"IFERROR(INDEX('SISPSN 2023'!I$3:I$442,MATCH($C132,'SISPSN 2023'!$J$3:$J$442,0)),\"\")","v":"Jawa Tengah"},{"$f":"IFERROR(INDEX('SISPSN 2023'!J$3:J$442,MATCH($C132,'SISPSN 2023'!$J$3:$J$442,0)),\"\")","v":"Kab. Tegal"},{"$f":"IFERROR(INDEX('SISPSN 2023'!K$3:K$442,MATCH($C132,'SISPSN 2023'!$J$3:$J$442,0)),\"\")","v":220493.69},{"$f":"IFERROR(INDEX('SISPSN 2023'!L$3:L$442,MATCH($C132,'SISPSN 2023'!$J$3:$J$442,0)),\"\")","v":40895.4},{"$f":"IFERROR(INDEX('SISPSN 2023'!M$3:M$442,MATCH($C132,'SISPSN 2023'!$J$3:$J$442,0)),\"\")","v":18.55},{"$f":"IFERROR(INDEX('SISPSN 2023'!N$3:N$442,MATCH($C132,'SISPSN 2023'!$J$3:$J$442,0)),\"\")","v":113880},{"$f":"IFERROR(INDEX('SISPSN 2023'!O$3:O$442,MATCH($C132,'SISPSN 2023'!$J$3:$J$442,0)),\"\")","v":51.65},{"$f":"IFERROR(INDEX('SISPSN 2023'!P$3:P$442,MATCH($C132,'SISPSN 2023'!$J$3:$J$442,0)),\"\")","v":154775.4},{"$f":"IFERROR(INDEX('SISPSN 2023'!Q$3:Q$442,MATCH($C132,'SISPSN 2023'!$J$3:$J$442,0)),\"\")","v":70.19},{"$f":"IFERROR(INDEX('SISPSN 2023'!R$3:R$442,MATCH($C132,'SISPSN 2023'!$J$3:$J$442,0)),\"\")","v":38482.92},{"$f":"IFERROR(INDEX('SISPSN 2023'!S$3:S$442,MATCH($C132,'SISPSN 2023'!$J$3:$J$442,0)),\"\")","v":0},{"$f":"IFERROR(INDEX('SISPSN 2023'!T$3:T$442,MATCH($C132,'SISPSN 2023'!$J$3:$J$442,0)),\"\")","v":17.45},{"$f":"IFERROR(INDEX('SISPSN 2023'!U$3:U$442,MATCH($C132,'SISPSN 2023'!$J$3:$J$442,0)),\"\")","v":"P 2"},null,0.37207080667892117,6.9008707085709137E-2,0.19216614980952762,0.26117485689523678,6.4937781610713619E-2,0,{"$f":"IFERROR(PERCENTRANK(_xlfn._xlws.FILTER($AD$4:$AD$547,$AD$4:$AD$547<>\"\"),AD132),\"\")","v":""},0.76500000000000001,0.59899999999999998,0.77600000000000002]
["Jawa Tengah","jawa tengah","Kab. Temanggung",799764,2022,null,"jawa tengah","jawa tengah","Kabupaten Temanggung",69.88,70.77,71.33,{"$f":"PERCENTRANK($L$4:$L$548,L133)","v":0.39300000000000002},{"$f":"IF(O133=\"\",0,1)","v":1},{"$f":"IFERROR(INDEX('SISPSN 2023'!H$3:H$442,MATCH($C133,'SISPSN 2023'!$J$3:$J$442,0)),\"\")","v":2023},{"$f":"IFERROR(INDEX('SISPSN 2023'!I$3:I$442,MATCH($C133,'SISPSN 2023'!$J$3:$J$442,0)),\"\")","v":"Jawa Tengah"},{"$f":"IFERROR(INDEX('SISPSN 2023'!J$3:J$442,MATCH($C133,'SISPSN 2023'!$J$3:$J$442,0)),\"\")","v":"Kab. Temanggung"},{"$f":"IFERROR(INDEX('SISPSN 2023'!K$3:K$442,MATCH($C133,'SISPSN 2023'!$J$3:$J$442,0)),\"\")","v":147357.79999999999},{"$f":"IFERROR(INDEX('SISPSN 2023'!L$3:L$442,MATCH($C133,'SISPSN 2023'!$J$3:$J$442,0)),\"\")","v":44305.86},{"$f":"IFERROR(INDEX('SISPSN 2023'!M$3:M$442,MATCH($C133,'SISPSN 2023'!$J$3:$J$442,0)),\"\")","v":30.07},{"$f":"IFERROR(INDEX('SISPSN 2023'!N$3:N$442,MATCH($C133,'SISPSN 2023'!$J$3:$J$442,0)),\"\")","v":45546.98},{"$f":"IFERROR(INDEX('SISPSN 2023'!O$3:O$442,MATCH($C133,'SISPSN 2023'!$J$3:$J$442,0)),\"\")","v":30.91},{"$f":"IFERROR(INDEX('SISPSN 2023'!P$3:P$442,MATCH($C133,'SISPSN 2023'!$J$3:$J$442,0)),\"\")","v":89852.84},{"$f":"IFERROR(INDEX('SISPSN 2023'!Q$3:Q$442,MATCH($C133,'SISPSN 2023'!$J$3:$J$442,0)),\"\")","v":60.98},{"$f":"IFERROR(INDEX('SISPSN 2023'!R$3:R$442,MATCH($C133,'SISPSN 2023'!$J$3:$J$442,0)),\"\")","v":34729.33},{"$f":"IFERROR(INDEX('SISPSN 2023'!S$3:S$442,MATCH($C133,'SISPSN 2023'!$J$3:$J$442,0)),\"\")","v":1571.57},{"$f":"IFERROR(INDEX('SISPSN 2023'!T$3:T$442,MATCH($C133,'SISPSN 2023'!$J$3:$J$442,0)),\"\")","v":24.63},{"$f":"IFERROR(INDEX('SISPSN 2023'!U$3:U$442,MATCH($C133,'SISPSN 2023'!$J$3:$J$442,0)),\"\")","v":"P 2"},null,0.50479891568012569,0.15177717152587411,0.15602883672601225,0.30780600825188636,0.11897115813548559,5.3836772258775241E-3,{"$f":"IFERROR(PERCENTRANK(_xlfn._xlws.FILTER($AD$4:$AD$547,$AD$4:$AD$547<>\"\"),AD133),\"\")","v":""},{"$f":"IF(ISBLANK(T133),\"\",PERCENTRANK($T$4:$T$547,T133))","v":0.97499999999999998},{"$f":"IF(ISBLANK(V133),\"\",PERCENTRANK($V$4:$V$547,V133))","v":0.38600000000000001},{"$f":"IF(ISBLANK(AA133),\"\",PERCENTRANK($AA$4:$AA$547,AA133))","v":0.92200000000000004}]
["Jawa Tengah","jawa tengah","Kab. Wonogiri",1057087,2022,null,"jawa tengah","jawa tengah","Kabupaten Wonogiri",70.489999999999995,71.040000000000006,71.97,0.44500000000000001,1,{"$f":"IFERROR(INDEX('SISPSN 2023'!H$3:H$442,MATCH($C134,'SISPSN 2023'!$J$3:$J$442,0)),\"\")","v":2023},{"$f":"IFERROR(INDEX('SISPSN 2023'!I$3:I$442,MATCH($C134,'SISPSN 2023'!$J$3:$J$442,0)),\"\")","v":"Jawa Tengah"},{"$f":"IFERROR(INDEX('SISPSN 2023'!J$3:J$442,MATCH($C134,'SISPSN 2023'!$J$3:$J$442,0)),\"\")","v":"Kab. Wonogiri"},{"$f":"IFERROR(INDEX('SISPSN 2023'!K$3:K$442,MATCH($C134,'SISPSN 2023'!$J$3:$J$442,0)),\"\")","v":127999.02},{"$f":"IFERROR(INDEX('SISPSN 2023'!L$3:L$442,MATCH($C134,'SISPSN 2023'!$J$3:$J$442,0)),\"\")","v":49798.47},{"$f":"IFERROR(INDEX('SISPSN 2023'!M$3:M$442,MATCH($C134,'SISPSN 2023'!$J$3:$J$442,0)),\"\")","v":38.909999999999997},{"$f":"IFERROR(INDEX('SISPSN 2023'!N$3:N$442,MATCH($C134,'SISPSN 2023'!$J$3:$J$442,0)),\"\")","v":19178.2},{"$f":"IFERROR(INDEX('SISPSN 2023'!O$3:O$442,MATCH($C134,'SISPSN 2023'!$J$3:$J$442,0)),\"\")","v":14.98},{"$f":"IFERROR(INDEX('SISPSN 2023'!P$3:P$442,MATCH($C134,'SISPSN 2023'!$J$3:$J$442,0)),\"\")","v":68976.66},{"$f":"IFERROR(INDEX('SISPSN 2023'!Q$3:Q$442,MATCH($C134,'SISPSN 2023'!$J$3:$J$442,0)),\"\")","v":53.89},{"$f":"IFERROR(INDEX('SISPSN 2023'!R$3:R$442,MATCH($C134,'SISPSN 2023'!$J$3:$J$442,0)),\"\")","v":49750.68},{"$f":"IFERROR(INDEX('SISPSN 2023'!S$3:S$442,MATCH($C134,'SISPSN 2023'!$J$3:$J$442,0)),\"\")","v":33.950000000000003},{"$f":"IFERROR(INDEX('SISPSN 2023'!T$3:T$442,MATCH($C134,'SISPSN 2023'!$J$3:$J$442,0)),\"\")","v":38.89},{"$f":"IFERROR(INDEX('SISPSN 2023'!U$3:U$442,MATCH($C134,'SISPSN 2023'!$J$3:$J$442,0)),\"\")","v":"P 2"},null,0.33174397809768019,0.12906616426421064,4.9705477125941519E-2,0.17877161547245546,0.12894230359157982,8.7990580368632834E-5,{"$f":"IFERROR(PERCENTRANK(_xlfn._xlws.FILTER($AD$4:$AD$547,$AD$4:$AD$547<>\"\"),AD134),\"\")","v":""},0.98799999999999999,0.121,0.98]
["Jawa Tengah","jawa tengah","Kab. Wonosobo",896346,2022,null,"jawa tengah","jawa tengah","Kabupaten Wonosobo",69.239999999999995,69.69,70.180000000000007,0.29199999999999998,1,{"$f":"IFERROR(INDEX('SISPSN 2023'!H$3:H$442,MATCH($C135,'SISPSN 2023'!$J$3:$J$442,0)),\"\")","v":2023},{"$f":"IFERROR(INDEX('SISPSN 2023'!I$3:I$442,MATCH($C135,'SISPSN 2023'!$J$3:$J$442,0)),\"\")","v":"Jawa Tengah"},{"$f":"IFERROR(INDEX('SISPSN 2023'!J$3:J$442,MATCH($C135,'SISPSN 2023'!$J$3:$J$442,0)),\"\")","v":"Kab. Wonosobo"},{"$f":"IFERROR(INDEX('SISPSN 2023'!K$3:K$442,MATCH($C135,'SISPSN 2023'!$J$3:$J$442,0)),\"\")","v":132810.94},{"$f":"IFERROR(INDEX('SISPSN 2023'!L$3:L$442,MATCH($C135,'SISPSN 2023'!$J$3:$J$442,0)),\"\")","v":19794.34},{"$f":"IFERROR(INDEX('SISPSN 2023'!M$3:M$442,MATCH($C135,'SISPSN 2023'!$J$3:$J$442,0)),\"\")","v":14.9},{"$f":"IFERROR(INDEX('SISPSN 2023'!N$3:N$442,MATCH($C135,'SISPSN 2023'!$J$3:$J$442,0)),\"\")","v":47450},{"$f":"IFERROR(INDEX('SISPSN 2023'!O$3:O$442,MATCH($C135,'SISPSN 2023'!$J$3:$J$442,0)),\"\")","v":35.729999999999997},{"$f":"IFERROR(INDEX('SISPSN 2023'!P$3:P$442,MATCH($C135,'SISPSN 2023'!$J$3:$J$442,0)),\"\")","v":67244.34},{"$f":"IFERROR(INDEX('SISPSN 2023'!Q$3:Q$442,MATCH($C135,'SISPSN 2023'!$J$3:$J$442,0)),\"\")","v":50.63},{"$f":"IFERROR(INDEX('SISPSN 2023'!R$3:R$442,MATCH($C135,'SISPSN 2023'!$J$3:$J$442,0)),\"\")","v":12661.93},{"$f":"IFERROR(INDEX('SISPSN 2023'!S$3:S$442,MATCH($C135,'SISPSN 2023'!$J$3:$J$442,0)),\"\")","v":0},{"$f":"IFERROR(INDEX('SISPSN 2023'!T$3:T$442,MATCH($C135,'SISPSN 2023'!$J$3:$J$442,0)),\"\")","v":9.5299999999999994},{"$f":"IFERROR(INDEX('SISPSN 2023'!U$3:U$442,MATCH($C135,'SISPSN 2023'!$J$3:$J$442,0)),\"\")","v":"P 2"},null,0.40594322844202563,6.0502382442885541E-2,0.14503327955945583,0.20553566200234138,3.8701817354104544E-2,0,{"$f":"IFERROR(PERCENTRANK(_xlfn._xlws.FILTER($AD$4:$AD$547,$AD$4:$AD$547<>\"\"),AD135),\"\")","v":""},0.65100000000000002,0.436,0.56599999999999995]
["Jawa Tengah","jawa tengah","Kota Magelang",121675,2022,null,"jawa tengah","jawa tengah","Kota Magelang",79.430000000000007,80.39,81.17,0.93400000000000005,1,{"$f":"IFERROR(INDEX('SISPSN 2023'!H$3:H$442,MATCH($C136,'SISPSN 2023'!$J$3:$J$442,0)),\"\")","v":2023},{"$f":"IFERROR(INDEX('SISPSN 2023'!I$3:I$442,MATCH($C136,'SISPSN 2023'!$J$3:$J$442,0)),\"\")","v":"Jawa Tengah"},{"$f":"IFERROR(INDEX('SISPSN 2023'!J$3:J$442,MATCH($C136,'SISPSN 2023'!$J$3:$J$442,0)),\"\")","v":"Kota Magelang"},{"$f":"IFERROR(INDEX('SISPSN 2023'!K$3:K$442,MATCH($C136,'SISPSN 2023'!$J$3:$J$442,0)),\"\")","v":29400.33},{"$f":"IFERROR(INDEX('SISPSN 2023'!L$3:L$442,MATCH($C136,'SISPSN 2023'!$J$3:$J$442,0)),\"\")","v":4389.82},{"$f":"IFERROR(INDEX('SISPSN 2023'!M$3:M$442,MATCH($C136,'SISPSN 2023'!$J$3:$J$442,0)),\"\")","v":14.93},{"$f":"IFERROR(INDEX('SISPSN 2023'!N$3:N$442,MATCH($C136,'SISPSN 2023'!$J$3:$J$442,0)),\"\")","v":23101.19},{"$f":"IFERROR(INDEX('SISPSN 2023'!O$3:O$442,MATCH($C136,'SISPSN 2023'!$J$3:$J$442,0)),\"\")","v":78.569999999999993},{"$f":"IFERROR(INDEX('SISPSN 2023'!P$3:P$442,MATCH($C136,'SISPSN 2023'!$J$3:$J$442,0)),\"\")","v":27491.01},{"$f":"IFERROR(INDEX('SISPSN 2023'!Q$3:Q$442,MATCH($C136,'SISPSN 2023'!$J$3:$J$442,0)),\"\")","v":93.51},{"$f":"IFERROR(INDEX('SISPSN 2023'!R$3:R$442,MATCH($C136,'SISPSN 2023'!$J$3:$J$442,0)),\"\")","v":4379.63},{"$f":"IFERROR(INDEX('SISPSN 2023'!S$3:S$442,MATCH($C136,'SISPSN 2023'!$J$3:$J$442,0)),\"\")","v":0},{"$f":"IFERROR(INDEX('SISPSN 2023'!T$3:T$442,MATCH($C136,'SISPSN 2023'!$J$3:$J$442,0)),\"\")","v":14.9},{"$f":"IFERROR(INDEX('SISPSN 2023'!U$3:U$442,MATCH($C136,'SISPSN 2023'!$J$3:$J$442,0)),\"\")","v":"P 2"},null,0.66199999437081158,9.8844496483164512E-2,0.52016380938442008,0.6190083058675846,9.861505076120701E-2,0,{"$f":"IFERROR(PERCENTRANK(_xlfn._xlws.FILTER($AD$4:$AD$547,$AD$4:$AD$547<>\"\"),AD136),\"\")","v":""},0.66,0.91900000000000004,0.70699999999999996]
["Jawa Tengah","jawa tengah","Kota Pekalongan",309742,2022,null,"jawa tengah","jawa tengah","Kota Pekalongan",75.400000000000006,75.900000000000006,76.709999999999994,0.81200000000000006,0,{"$f":"IFERROR(INDEX('SISPSN 2023'!H$3:H$442,MATCH($C137,'SISPSN 2023'!$J$3:$J$442,0)),\"\")","v":""},{"$f":"IFERROR(INDEX('SISPSN 2023'!I$3:I$442,MATCH($C137,'SISPSN 2023'!$J$3:$J$442,0)),\"\")","v":""},{"$f":"IFERROR(INDEX('SISPSN 2023'!J$3:J$442,MATCH($C137,'SISPSN 2023'!$J$3:$J$442,0)),\"\")","v":""},{"$f":"IFERROR(INDEX('SISPSN 2023'!K$3:K$442,MATCH($C137,'SISPSN 2023'!$J$3:$J$442,0)),\"\")","v":""},{"$f":"IFERROR(INDEX('SISPSN 2023'!L$3:L$442,MATCH($C137,'SISPSN 2023'!$J$3:$J$442,0)),\"\")","v":""},{"$f":"IFERROR(INDEX('SISPSN 2023'!M$3:M$442,MATCH($C137,'SISPSN 2023'!$J$3:$J$442,0)),\"\")","v":""},{"$f":"IFERROR(INDEX('SISPSN 2023'!N$3:N$442,MATCH($C137,'SISPSN 2023'!$J$3:$J$442,0)),\"\")","v":""},{"$f":"IFERROR(INDEX('SISPSN 2023'!O$3:O$442,MATCH($C137,'SISPSN 2023'!$J$3:$J$442,0)),\"\")","v":""},{"$f":"IFERROR(INDEX('SISPSN 2023'!P$3:P$442,MATCH($C137,'SISPSN 2023'!$J$3:$J$442,0)),\"\")","v":""},{"$f":"IFERROR(INDEX('SISPSN 2023'!Q$3:Q$442,MATCH($C137,'SISPSN 2023'!$J$3:$J$442,0)),\"\")","v":""},{"$f":"IFERROR(INDEX('SISPSN 2023'!R$3:R$442,MATCH($C137,'SISPSN 2023'!$J$3:$J$442,0)),\"\")","v":""},{"$f":"IFERROR(INDEX('SISPSN 2023'!S$3:S$442,MATCH($C137,'SISPSN 2023'!$J$3:$J$442,0)),\"\")","v":""},{"$f":"IFERROR(INDEX('SISPSN 2023'!T$3:T$442,MATCH($C137,'SISPSN 2023'!$J$3:$J$442,0)),\"\")","v":""},{"$f":"IFERROR(INDEX('SISPSN 2023'!U$3:U$442,MATCH($C137,'SISPSN 2023'!$J$3:$J$442,0)),\"\")","v":""},null,{"$error":"#VALUE!"},{"$error":"#VALUE!"},{"$error":"#VALUE!"},{"$error":"#VALUE!"},{"$error":"#VALUE!"},{"$error":"#VALUE!"},{"$f":"IFERROR(PERCENTRANK(_xlfn._xlws.FILTER($AD$4:$AD$547,$AD$4:$AD$547<>\"\"),AD137),\"\")","v":""},{"$error":"#VALUE!"},{"$error":"#VALUE!"},{"$error":"#VALUE!"}]
["Jawa Tengah","jawa tengah","Kota Salatiga",195065,2022,null,"jawa tengah","jawa tengah","Kota Salatiga",83.6,84.35,84.99,0.995,1,{"$f":"IFERROR(INDEX('SISPSN 2023'!H$3:H$442,MATCH($C138,'SISPSN 2023'!$J$3:$J$442,0)),\"\")","v":2023},{"$f":"IFERROR(INDEX('SISPSN 2023'!I$3:I$442,MATCH($C138,'SISPSN 2023'!$J$3:$J$442,0)),\"\")","v":"Jawa Tengah"},{"$f":"IFERROR(INDEX('SISPSN 2023'!J$3:J$442,MATCH($C138,'SISPSN 2023'!$J$3:$J$442,0)),\"\")","v":"Kota Salatiga"},{"$f":"IFERROR(INDEX('SISPSN 2023'!K$3:K$442,MATCH($C138,'SISPSN 2023'!$J$3:$J$442,0)),\"\")","v":42496.23},{"$f":"IFERROR(INDEX('SISPSN 2023'!L$3:L$442,MATCH($C138,'SISPSN 2023'!$J$3:$J$442,0)),\"\")","v":8371.14},{"$f":"IFERROR(INDEX('SISPSN 2023'!M$3:M$442,MATCH($C138,'SISPSN 2023'!$J$3:$J$442,0)),\"\")","v":19.7},{"$f":"IFERROR(INDEX('SISPSN 2023'!N$3:N$442,MATCH($C138,'SISPSN 2023'!$J$3:$J$442,0)),\"\")","v":32952.559999999998},{"$f":"IFERROR(INDEX('SISPSN 2023'!O$3:O$442,MATCH($C138,'SISPSN 2023'!$J$3:$J$442,0)),\"\")","v":77.540000000000006},{"$f":"IFERROR(INDEX('SISPSN 2023'!P$3:P$442,MATCH($C138,'SISPSN 2023'!$J$3:$J$442,0)),\"\")","v":41323.699999999997},{"$f":"IFERROR(INDEX('SISPSN 2023'!Q$3:Q$442,MATCH($C138,'SISPSN 2023'!$J$3:$J$442,0)),\"\")","v":97.24},{"$f":"IFERROR(INDEX('SISPSN 2023'!R$3:R$442,MATCH($C138,'SISPSN 2023'!$J$3:$J$442,0)),\"\")","v":7802.28},{"$f":"IFERROR(INDEX('SISPSN 2023'!S$3:S$442,MATCH($C138,'SISPSN 2023'!$J$3:$J$442,0)),\"\")","v":3548.17},{"$f":"IFERROR(INDEX('SISPSN 2023'!T$3:T$442,MATCH($C138,'SISPSN 2023'!$J$3:$J$442,0)),\"\")","v":26.71},{"$f":"IFERROR(INDEX('SISPSN 2023'!U$3:U$442,MATCH($C138,'SISPSN 2023'!$J$3:$J$442,0)),\"\")","v":"P 2"},null,0.59686785121503227,0.11757429644983108,0.46282514188280754,0.58039943833263874,0.10958454663338422,4.983474072042722E-2,{"$f":"IFERROR(PERCENTRANK(_xlfn._xlws.FILTER($AD$4:$AD$547,$AD$4:$AD$547<>\"\"),AD138),\"\")","v":""},0.80100000000000005,0.90600000000000003,0.93899999999999995]
["Jawa Tengah","jawa tengah","Kota Semarang",1659975,2022,null,"jawa tengah","jawa tengah","Kota Semarang",83.55,84.08,84.43,0.98699999999999999,1,{"$f":"IFERROR(INDEX('SISPSN 2023'!H$3:H$442,MATCH($C139,'SISPSN 2023'!$J$3:$J$442,0)),\"\")","v":2023},{"$f":"IFERROR(INDEX('SISPSN 2023'!I$3:I$442,MATCH($C139,'SISPSN 2023'!$J$3:$J$442,0)),\"\")","v":"Jawa Tengah"},{"$f":"IFERROR(INDEX('SISPSN 2023'!J$3:J$442,MATCH($C139,'SISPSN 2023'!$J$3:$J$442,0)),\"\")","v":"Kota Semarang"},{"$f":"IFERROR(INDEX('SISPSN 2023'!K$3:K$442,MATCH($C139,'SISPSN 2023'!$J$3:$J$442,0)),\"\")","v":431534.65},{"$f":"IFERROR(INDEX('SISPSN 2023'!L$3:L$442,MATCH($C139,'SISPSN 2023'!$J$3:$J$442,0)),\"\")","v":116591.38},{"$f":"IFERROR(INDEX('SISPSN 2023'!M$3:M$442,MATCH($C139,'SISPSN 2023'!$J$3:$J$442,0)),\"\")","v":27.02},{"$f":"IFERROR(INDEX('SISPSN 2023'!N$3:N$442,MATCH($C139,'SISPSN 2023'!$J$3:$J$442,0)),\"\")","v":310739.84999999998},{"$f":"IFERROR(INDEX('SISPSN 2023'!O$3:O$442,MATCH($C139,'SISPSN 2023'!$J$3:$J$442,0)),\"\")","v":72.010000000000005},{"$f":"IFERROR(INDEX('SISPSN 2023'!P$3:P$442,MATCH($C139,'SISPSN 2023'!$J$3:$J$442,0)),\"\")","v":427331.23},{"$f":"IFERROR(INDEX('SISPSN 2023'!Q$3:Q$442,MATCH($C139,'SISPSN 2023'!$J$3:$J$442,0)),\"\")","v":99.03},{"$f":"IFERROR(INDEX('SISPSN 2023'!R$3:R$442,MATCH($C139,'SISPSN 2023'!$J$3:$J$442,0)),\"\")","v":108332.04},{"$f":"IFERROR(INDEX('SISPSN 2023'!S$3:S$442,MATCH($C139,'SISPSN 2023'!$J$3:$J$442,0)),\"\")","v":317.55},{"$f":"IFERROR(INDEX('SISPSN 2023'!T$3:T$442,MATCH($C139,'SISPSN 2023'!$J$3:$J$442,0)),\"\")","v":25.18},{"$f":"IFERROR(INDEX('SISPSN 2023'!U$3:U$442,MATCH($C139,'SISPSN 2023'!$J$3:$J$442,0)),\"\")","v":"P 2"},null,0.71223163742150764,0.19242966813124557,0.51286438337596685,0.70529405150721247,0.17879793948043862,5.2410427867889578E-4,{"$f":"IFERROR(PERCENTRANK(_xlfn._xlws.FILTER($AD$4:$AD$547,$AD$4:$AD$547<>\"\"),AD139),\"\")","v":""},0.93,0.79500000000000004,0.92500000000000004]
["Jawa Tengah","jawa tengah","Kota Surakarta",523008,2022,null,"jawa tengah","jawa tengah","Kota Surakarta",82.62,83.08,83.54,0.97299999999999998,1,{"$f":"IFERROR(INDEX('SISPSN 2023'!H$3:H$442,MATCH($C140,'SISPSN 2023'!$J$3:$J$442,0)),\"\")","v":2023},{"$f":"IFERROR(INDEX('SISPSN 2023'!I$3:I$442,MATCH($C140,'SISPSN 2023'!$J$3:$J$442,0)),\"\")","v":"Jawa Tengah"},{"$f":"IFERROR(INDEX('SISPSN 2023'!J$3:J$442,MATCH($C140,'SISPSN 2023'!$J$3:$J$442,0)),\"\")","v":"Kota Surakarta"},{"$f":"IFERROR(INDEX('SISPSN 2023'!K$3:K$442,MATCH($C140,'SISPSN 2023'!$J$3:$J$442,0)),\"\")","v":152974.67000000001},{"$f":"IFERROR(INDEX('SISPSN 2023'!L$3:L$442,MATCH($C140,'SISPSN 2023'!$J$3:$J$442,0)),\"\")","v":30424.51},{"$f":"IFERROR(INDEX('SISPSN 2023'!M$3:M$442,MATCH($C140,'SISPSN 2023'!$J$3:$J$442,0)),\"\")","v":19.89},{"$f":"IFERROR(INDEX('SISPSN 2023'!N$3:N$442,MATCH($C140,'SISPSN 2023'!$J$3:$J$442,0)),\"\")","v":120011.27},{"$f":"IFERROR(INDEX('SISPSN 2023'!O$3:O$442,MATCH($C140,'SISPSN 2023'!$J$3:$J$442,0)),\"\")","v":78.45},{"$f":"IFERROR(INDEX('SISPSN 2023'!P$3:P$442,MATCH($C140,'SISPSN 2023'!$J$3:$J$442,0)),\"\")","v":150435.78},{"$f":"IFERROR(INDEX('SISPSN 2023'!Q$3:Q$442,MATCH($C140,'SISPSN 2023'!$J$3:$J$442,0)),\"\")","v":98.34},{"$f":"IFERROR(INDEX('SISPSN 2023'!R$3:R$442,MATCH($C140,'SISPSN 2023'!$J$3:$J$442,0)),\"\")","v":23881.22},{"$f":"IFERROR(INDEX('SISPSN 2023'!S$3:S$442,MATCH($C140,'SISPSN 2023'!$J$3:$J$442,0)),\"\")","v":0},{"$f":"IFERROR(INDEX('SISPSN 2023'!T$3:T$442,MATCH($C140,'SISPSN 2023'!$J$3:$J$442,0)),\"\")","v":15.61},{"$f":"IFERROR(INDEX('SISPSN 2023'!U$3:U$442,MATCH($C140,'SISPSN 2023'!$J$3:$J$442,0)),\"\")","v":"P 2"},null,0.80134278047660235,0.15937580671387094,0.62866724791972584,0.78804305463359681,0.12509942486539402,0,{"$f":"IFERROR(PERCENTRANK(_xlfn._xlws.FILTER($AD$4:$AD$547,$AD$4:$AD$547<>\"\"),AD140),\"\")","v":""},0.80900000000000005,0.91700000000000004,0.72599999999999998]
["Jawa Tengah","jawa tengah","Kota Tegal",278299,2022,null,"jawa tengah","jawa tengah","Kota Tegal",75.59,76.209999999999994,77.06,0.82599999999999996,1,{"$f":"IFERROR(INDEX('SISPSN 2023'!H$3:H$442,MATCH($C141,'SISPSN 2023'!$J$3:$J$442,0)),\"\")","v":2023},{"$f":"IFERROR(INDEX('SISPSN 2023'!I$3:I$442,MATCH($C141,'SISPSN 2023'!$J$3:$J$442,0)),\"\")","v":"Jawa Tengah"},{"$f":"IFERROR(INDEX('SISPSN 2023'!J$3:J$442,MATCH($C141,'SISPSN 2023'!$J$3:$J$442,0)),\"\")","v":"Kota Tegal"},{"$f":"IFERROR(INDEX('SISPSN 2023'!K$3:K$442,MATCH($C141,'SISPSN 2023'!$J$3:$J$442,0)),\"\")","v":68300.63},{"$f":"IFERROR(INDEX('SISPSN 2023'!L$3:L$442,MATCH($C141,'SISPSN 2023'!$J$3:$J$442,0)),\"\")","v":11502.29},{"$f":"IFERROR(INDEX('SISPSN 2023'!M$3:M$442,MATCH($C141,'SISPSN 2023'!$J$3:$J$442,0)),\"\")","v":16.84},{"$f":"IFERROR(INDEX('SISPSN 2023'!N$3:N$442,MATCH($C141,'SISPSN 2023'!$J$3:$J$442,0)),\"\")","v":50716.75},{"$f":"IFERROR(INDEX('SISPSN 2023'!O$3:O$442,MATCH($C141,'SISPSN 2023'!$J$3:$J$442,0)),\"\")","v":74.260000000000005},{"$f":"IFERROR(INDEX('SISPSN 2023'!P$3:P$442,MATCH($C141,'SISPSN 2023'!$J$3:$J$442,0)),\"\")","v":62219.040000000001},{"$f":"IFERROR(INDEX('SISPSN 2023'!Q$3:Q$442,MATCH($C141,'SISPSN 2023'!$J$3:$J$442,0)),\"\")","v":91.1},{"$f":"IFERROR(INDEX('SISPSN 2023'!R$3:R$442,MATCH($C141,'SISPSN 2023'!$J$3:$J$442,0)),\"\")","v":11030.75},{"$f":"IFERROR(INDEX('SISPSN 2023'!S$3:S$442,MATCH($C141,'SISPSN 2023'!$J$3:$J$442,0)),\"\")","v":4544.25},{"$f":"IFERROR(INDEX('SISPSN 2023'!T$3:T$442,MATCH($C141,'SISPSN 2023'!$J$3:$J$442,0)),\"\")","v":22.8},{"$f":"IFERROR(INDEX('SISPSN 2023'!U$3:U$442,MATCH($C141,'SISPSN 2023'!$J$3:$J$442,0)),\"\")","v":"P 2"},null,0.67238837975928811,0.11323477011297645,0.49928314510652216,0.61251791521949861,0.10859267506068052,4.4736057262153295E-2,{"$f":"IFERROR(PERCENTRANK(_xlfn._xlws.FILTER($AD$4:$AD$547,$AD$4:$AD$547<>\"\"),AD141),\"\")","v":""},0.72299999999999998,0.87,0.88300000000000001]
["Jawa Tengah","total","total",37032410,2022,null,"PROVINSI JAWA TENGAH","total","PROVINSI JAWA TENGAH",72.17,72.8,73.39,0.58699999999999997,0,{"$f":"IFERROR(INDEX('SISPSN 2023'!H$3:H$442,MATCH($C142,'SISPSN 2023'!$J$3:$J$442,0)),\"\")","v":""},{"$f":"IFERROR(INDEX('SISPSN 2023'!I$3:I$442,MATCH($C142,'SISPSN 2023'!$J$3:$J$442,0)),\"\")","v":""},{"$f":"IFERROR(INDEX('SISPSN 2023'!J$3:J$442,MATCH($C142,'SISPSN 2023'!$J$3:$J$442,0)),\"\")","v":""},{"$f":"IFERROR(INDEX('SISPSN 2023'!K$3:K$442,MATCH($C142,'SISPSN 2023'!$J$3:$J$442,0)),\"\")","v":""},{"$f":"IFERROR(INDEX('SISPSN 2023'!L$3:L$442,MATCH($C142,'SISPSN 2023'!$J$3:$J$442,0)),\"\")","v":""},{"$f":"IFERROR(INDEX('SISPSN 2023'!M$3:M$442,MATCH($C142,'SISPSN 2023'!$J$3:$J$442,0)),\"\")","v":""},{"$f":"IFERROR(INDEX('SISPSN 2023'!N$3:N$442,MATCH($C142,'SISPSN 2023'!$J$3:$J$442,0)),\"\")","v":""},{"$f":"IFERROR(INDEX('SISPSN 2023'!O$3:O$442,MATCH($C142,'SISPSN 2023'!$J$3:$J$442,0)),\"\")","v":""},{"$f":"IFERROR(INDEX('SISPSN 2023'!P$3:P$442,MATCH($C142,'SISPSN 2023'!$J$3:$J$442,0)),\"\")","v":""},{"$f":"IFERROR(INDEX('SISPSN 2023'!Q$3:Q$442,MATCH($C142,'SISPSN 2023'!$J$3:$J$442,0)),\"\")","v":""},{"$f":"IFERROR(INDEX('SISPSN 2023'!R$3:R$442,MATCH($C142,'SISPSN 2023'!$J$3:$J$442,0)),\"\")","v":""},{"$f":"IFERROR(INDEX('SISPSN 2023'!S$3:S$442,MATCH($C142,'SISPSN 2023'!$J$3:$J$442,0)),\"\")","v":""},{"$f":"IFERROR(INDEX('SISPSN 2023'!T$3:T$442,MATCH($C142,'SISPSN 2023'!$J$3:$J$442,0)),\"\")","v":""},{"$f":"IFERROR(INDEX('SISPSN 2023'!U$3:U$442,MATCH($C142,'SISPSN 2023'!$J$3:$J$442,0)),\"\")","v":""},null,{"$error":"#VALUE!"},{"$error":"#VALUE!"},{"$error":"#VALUE!"},{"$error":"#VALUE!"},{"$error":"#VALUE!"},{"$error":"#VALUE!"},{"$f":"IFERROR(PERCENTRANK(_xlfn._xlws.FILTER($AD$4:$AD$547,$AD$4:$AD$547<>\"\"),AD142),\"\")","v":""},{"$error":"#VALUE!"},{"$error":"#VALUE!"},{"$error":"#VALUE!"}]
["Jawa Timur","Jawa Timur","Kab. Bangkalan",1101556,2023,null,"Jawa Timur","Jawa Timur","Kabupaten Bangkalan",65.42,66.11,66.819999999999993,0.154,1,{"$f":"IFERROR(INDEX('SISPSN 2023'!H$3:H$442,MATCH($C143,'SISPSN 2023'!$J$3:$J$442,0)),\"\")","v":2023},{"$f":"IFERROR(INDEX('SISPSN 2023'!I$3:I$442,MATCH($C143,'SISPSN 2023'!$J$3:$J$442,0)),\"\")","v":"Jawa Timur"},{"$f":"IFERROR(INDEX('SISPSN 2023'!J$3:J$442,MATCH($C143,'SISPSN 2023'!$J$3:$J$442,0)),\"\")","v":"Kab. Bangkalan"},{"$f":"IFERROR(INDEX('SISPSN 2023'!K$3:K$442,MATCH($C143,'SISPSN 2023'!$J$3:$J$442,0)),\"\")","v":152259.01999999999},{"$f":"IFERROR(INDEX('SISPSN 2023'!L$3:L$442,MATCH($C143,'SISPSN 2023'!$J$3:$J$442,0)),\"\")","v":14218.46},{"$f":"IFERROR(INDEX('SISPSN 2023'!M$3:M$442,MATCH($C143,'SISPSN 2023'!$J$3:$J$442,0)),\"\")","v":9.34},{"$f":"IFERROR(INDEX('SISPSN 2023'!N$3:N$442,MATCH($C143,'SISPSN 2023'!$J$3:$J$442,0)),\"\")","v":41756},{"$f":"IFERROR(INDEX('SISPSN 2023'!O$3:O$442,MATCH($C143,'SISPSN 2023'!$J$3:$J$442,0)),\"\")","v":27.42},{"$f":"IFERROR(INDEX('SISPSN 2023'!P$3:P$442,MATCH($C143,'SISPSN 2023'!$J$3:$J$442,0)),\"\")","v":55974.46},{"$f":"IFERROR(INDEX('SISPSN 2023'!Q$3:Q$442,MATCH($C143,'SISPSN 2023'!$J$3:$J$442,0)),\"\")","v":36.76},{"$f":"IFERROR(INDEX('SISPSN 2023'!R$3:R$442,MATCH($C143,'SISPSN 2023'!$J$3:$J$442,0)),\"\")","v":14218.22},{"$f":"IFERROR(INDEX('SISPSN 2023'!S$3:S$442,MATCH($C143,'SISPSN 2023'!$J$3:$J$442,0)),\"\")","v":2007.5},{"$f":"IFERROR(INDEX('SISPSN 2023'!T$3:T$442,MATCH($C143,'SISPSN 2023'!$J$3:$J$442,0)),\"\")","v":10.66},{"$f":"IFERROR(INDEX('SISPSN 2023'!U$3:U$442,MATCH($C143,'SISPSN 2023'!$J$3:$J$442,0)),\"\")","v":"P 2"},null,0.37868978063757086,3.5363326904403275E-2,0.10385309507641917,0.13921642198082243,3.5362729990359346E-2,4.9929372632893836E-3,{"$f":"IFERROR(PERCENTRANK(_xlfn._xlws.FILTER($AD$4:$AD$547,$AD$4:$AD$547<>\"\"),AD143),\"\")","v":""},0.5,0.33400000000000002,0.58499999999999996]
["Jawa Timur","Jawa Timur","Kab. Banyuwangi",1744814,2023,null,"Jawa Timur","Jawa Timur","Kabupaten Banyuwangi",72.62,73.150000000000006,73.790000000000006,0.628,1,{"$f":"IFERROR(INDEX('SISPSN 2023'!H$3:H$442,MATCH($C144,'SISPSN 2023'!$J$3:$J$442,0)),\"\")","v":2023},{"$f":"IFERROR(INDEX('SISPSN 2023'!I$3:I$442,MATCH($C144,'SISPSN 2023'!$J$3:$J$442,0)),\"\")","v":"Jawa Timur"},{"$f":"IFERROR(INDEX('SISPSN 2023'!J$3:J$442,MATCH($C144,'SISPSN 2023'!$J$3:$J$442,0)),\"\")","v":"Kab. Banyuwangi"},{"$f":"IFERROR(INDEX('SISPSN 2023'!K$3:K$442,MATCH($C144,'SISPSN 2023'!$J$3:$J$442,0)),\"\")","v":305312.84999999998},{"$f":"IFERROR(INDEX('SISPSN 2023'!L$3:L$442,MATCH($C144,'SISPSN 2023'!$J$3:$J$442,0)),\"\")","v":92260.9},{"$f":"IFERROR(INDEX('SISPSN 2023'!M$3:M$442,MATCH($C144,'SISPSN 2023'!$J$3:$J$442,0)),\"\")","v":30.22},{"$f":"IFERROR(INDEX('SISPSN 2023'!N$3:N$442,MATCH($C144,'SISPSN 2023'!$J$3:$J$442,0)),\"\")","v":82891.649999999994},{"$f":"IFERROR(INDEX('SISPSN 2023'!O$3:O$442,MATCH($C144,'SISPSN 2023'!$J$3:$J$442,0)),\"\")","v":27.15},{"$f":"IFERROR(INDEX('SISPSN 2023'!P$3:P$442,MATCH($C144,'SISPSN 2023'!$J$3:$J$442,0)),\"\")","v":175152.55},{"$f":"IFERROR(INDEX('SISPSN 2023'!Q$3:Q$442,MATCH($C144,'SISPSN 2023'!$J$3:$J$442,0)),\"\")","v":57.37},{"$f":"IFERROR(INDEX('SISPSN 2023'!R$3:R$442,MATCH($C144,'SISPSN 2023'!$J$3:$J$442,0)),\"\")","v":80174.12},{"$f":"IFERROR(INDEX('SISPSN 2023'!S$3:S$442,MATCH($C144,'SISPSN 2023'!$J$3:$J$442,0)),\"\")","v":9658.0499999999993},{"$f":"IFERROR(INDEX('SISPSN 2023'!T$3:T$442,MATCH($C144,'SISPSN 2023'!$J$3:$J$442,0)),\"\")","v":29.42},{"$f":"IFERROR(INDEX('SISPSN 2023'!U$3:U$442,MATCH($C144,'SISPSN 2023'!$J$3:$J$442,0)),\"\")","v":"P 2"},null,0.47940557655075877,0.14486907432029769,0.13015737549039846,0.27502644981069613,0.12589028016033299,1.5165175748764114E-2,{"$f":"IFERROR(PERCENTRANK(_xlfn._xlws.FILTER($AD$4:$AD$547,$AD$4:$AD$547<>\"\"),AD144),\"\")","v":""},0.98,0.32800000000000001,0.96399999999999997]
["Jawa Timur","Jawa Timur","Kab. Blitar",1249497,2023,null,"Jawa Timur","Jawa Timur","Kabupaten Blitar",71.48,72.25,72.84,0.52700000000000002,1,{"$f":"IFERROR(INDEX('SISPSN 2023'!H$3:H$442,MATCH($C145,'SISPSN 2023'!$J$3:$J$442,0)),\"\")","v":2023},{"$f":"IFERROR(INDEX('SISPSN 2023'!I$3:I$442,MATCH($C145,'SISPSN 2023'!$J$3:$J$442,0)),\"\")","v":"Jawa Timur"},{"$f":"IFERROR(INDEX('SISPSN 2023'!J$3:J$442,MATCH($C145,'SISPSN 2023'!$J$3:$J$442,0)),\"\")","v":"Kab. Blitar"},{"$f":"IFERROR(INDEX('SISPSN 2023'!K$3:K$442,MATCH($C145,'SISPSN 2023'!$J$3:$J$442,0)),\"\")","v":150990.1},{"$f":"IFERROR(INDEX('SISPSN 2023'!L$3:L$442,MATCH($C145,'SISPSN 2023'!$J$3:$J$442,0)),\"\")","v":4531.41},{"$f":"IFERROR(INDEX('SISPSN 2023'!M$3:M$442,MATCH($C145,'SISPSN 2023'!$J$3:$J$442,0)),\"\")","v":3},{"$f":"IFERROR(INDEX('SISPSN 2023'!N$3:N$442,MATCH($C145,'SISPSN 2023'!$J$3:$J$442,0)),\"\")","v":88792.46},{"$f":"IFERROR(INDEX('SISPSN 2023'!O$3:O$442,MATCH($C145,'SISPSN 2023'!$J$3:$J$442,0)),\"\")","v":58.81},{"$f":"IFERROR(INDEX('SISPSN 2023'!P$3:P$442,MATCH($C145,'SISPSN 2023'!$J$3:$J$442,0)),\"\")","v":93323.87},{"$f":"IFERROR(INDEX('SISPSN 2023'!Q$3:Q$442,MATCH($C145,'SISPSN 2023'!$J$3:$J$442,0)),\"\")","v":61.81},{"$f":"IFERROR(INDEX('SISPSN 2023'!R$3:R$442,MATCH($C145,'SISPSN 2023'!$J$3:$J$442,0)),\"\")","v":2456.19},{"$f":"IFERROR(INDEX('SISPSN 2023'!S$3:S$442,MATCH($C145,'SISPSN 2023'!$J$3:$J$442,0)),\"\")","v":7481.41},{"$f":"IFERROR(INDEX('SISPSN 2023'!T$3:T$442,MATCH($C145,'SISPSN 2023'!$J$3:$J$442,0)),\"\")","v":6.58},{"$f":"IFERROR(INDEX('SISPSN 2023'!U$3:U$442,MATCH($C145,'SISPSN 2023'!$J$3:$J$442,0)),\"\")","v":"P 2"},null,0.33107042821976768,9.9358557225893446E-3,0.19469195500159675,0.20462781072418609,5.3855973013403604E-3,1.6404212013818469E-2,{"$f":"IFERROR(PERCENTRANK(_xlfn._xlws.FILTER($AD$4:$AD$547,$AD$4:$AD$547<>\"\"),AD145),\"\")","v":""},0.33400000000000002,0.66200000000000003,0.51100000000000001]
["Jawa Timur","Jawa Timur","Kab. Bojonegoro",1322474,2023,null,"Jawa Timur","Jawa Timur","Kabupaten Bojonegoro",70.7,71.150000000000006,71.8,0.42599999999999999,1,{"$f":"IFERROR(INDEX('SISPSN 2023'!H$3:H$442,MATCH($C146,'SISPSN 2023'!$J$3:$J$442,0)),\"\")","v":2023},{"$f":"IFERROR(INDEX('SISPSN 2023'!I$3:I$442,MATCH($C146,'SISPSN 2023'!$J$3:$J$442,0)),\"\")","v":"Jawa Timur"},{"$f":"IFERROR(INDEX('SISPSN 2023'!J$3:J$442,MATCH($C146,'SISPSN 2023'!$J$3:$J$442,0)),\"\")","v":"Kab. Bojonegoro"},{"$f":"IFERROR(INDEX('SISPSN 2023'!K$3:K$442,MATCH($C146,'SISPSN 2023'!$J$3:$J$442,0)),\"\")","v":133639.42000000001},{"$f":"IFERROR(INDEX('SISPSN 2023'!L$3:L$442,MATCH($C146,'SISPSN 2023'!$J$3:$J$442,0)),\"\")","v":25140.49},{"$f":"IFERROR(INDEX('SISPSN 2023'!M$3:M$442,MATCH($C146,'SISPSN 2023'!$J$3:$J$442,0)),\"\")","v":18.809999999999999},{"$f":"IFERROR(INDEX('SISPSN 2023'!N$3:N$442,MATCH($C146,'SISPSN 2023'!$J$3:$J$442,0)),\"\")","v":20419.150000000001},{"$f":"IFERROR(INDEX('SISPSN 2023'!O$3:O$442,MATCH($C146,'SISPSN 2023'!$J$3:$J$442,0)),\"\")","v":15.28},{"$f":"IFERROR(INDEX('SISPSN 2023'!P$3:P$442,MATCH($C146,'SISPSN 2023'!$J$3:$J$442,0)),\"\")","v":45559.64},{"$f":"IFERROR(INDEX('SISPSN 2023'!Q$3:Q$442,MATCH($C146,'SISPSN 2023'!$J$3:$J$442,0)),\"\")","v":34.090000000000003},{"$f":"IFERROR(INDEX('SISPSN 2023'!R$3:R$442,MATCH($C146,'SISPSN 2023'!$J$3:$J$442,0)),\"\")","v":17179.78},{"$f":"IFERROR(INDEX('SISPSN 2023'!S$3:S$442,MATCH($C146,'SISPSN 2023'!$J$3:$J$442,0)),\"\")","v":142.35},{"$f":"IFERROR(INDEX('SISPSN 2023'!T$3:T$442,MATCH($C146,'SISPSN 2023'!$J$3:$J$442,0)),\"\")","v":12.96},{"$f":"IFERROR(INDEX('SISPSN 2023'!U$3:U$442,MATCH($C146,'SISPSN 2023'!$J$3:$J$442,0)),\"\")","v":"P 2"},null,0.27685640493520025,5.2082728881263862E-2,4.2301683596296616E-2,9.4384412477560478E-2,3.5590786972718488E-2,2.9490182793763807E-4,{"$f":"IFERROR(PERCENTRANK(_xlfn._xlws.FILTER($AD$4:$AD$547,$AD$4:$AD$547<>\"\"),AD146),\"\")","v":""},0.77600000000000002,0.13200000000000001,0.64900000000000002]
["Jawa Timur","Jawa Timur","Kab. Bondowoso",784192,2023,null,"Jawa Timur","Jawa Timur","Kabupaten Bondowoso",69.239999999999995,69.91,70.56,0.33100000000000002,0,{"$f":"IFERROR(INDEX('SISPSN 2023'!H$3:H$442,MATCH($C147,'SISPSN 2023'!$J$3:$J$442,0)),\"\")","v":""},{"$f":"IFERROR(INDEX('SISPSN 2023'!I$3:I$442,MATCH($C147,'SISPSN 2023'!$J$3:$J$442,0)),\"\")","v":""},{"$f":"IFERROR(INDEX('SISPSN 2023'!J$3:J$442,MATCH($C147,'SISPSN 2023'!$J$3:$J$442,0)),\"\")","v":""},{"$f":"IFERROR(INDEX('SISPSN 2023'!K$3:K$442,MATCH($C147,'SISPSN 2023'!$J$3:$J$442,0)),\"\")","v":""},{"$f":"IFERROR(INDEX('SISPSN 2023'!L$3:L$442,MATCH($C147,'SISPSN 2023'!$J$3:$J$442,0)),\"\")","v":""},{"$f":"IFERROR(INDEX('SISPSN 2023'!M$3:M$442,MATCH($C147,'SISPSN 2023'!$J$3:$J$442,0)),\"\")","v":""},{"$f":"IFERROR(INDEX('SISPSN 2023'!N$3:N$442,MATCH($C147,'SISPSN 2023'!$J$3:$J$442,0)),\"\")","v":""},{"$f":"IFERROR(INDEX('SISPSN 2023'!O$3:O$442,MATCH($C147,'SISPSN 2023'!$J$3:$J$442,0)),\"\")","v":""},{"$f":"IFERROR(INDEX('SISPSN 2023'!P$3:P$442,MATCH($C147,'SISPSN 2023'!$J$3:$J$442,0)),\"\")","v":""},{"$f":"IFERROR(INDEX('SISPSN 2023'!Q$3:Q$442,MATCH($C147,'SISPSN 2023'!$J$3:$J$442,0)),\"\")","v":""},{"$f":"IFERROR(INDEX('SISPSN 2023'!R$3:R$442,MATCH($C147,'SISPSN 2023'!$J$3:$J$442,0)),\"\")","v":""},{"$f":"IFERROR(INDEX('SISPSN 2023'!S$3:S$442,MATCH($C147,'SISPSN 2023'!$J$3:$J$442,0)),\"\")","v":""},{"$f":"IFERROR(INDEX('SISPSN 2023'!T$3:T$442,MATCH($C147,'SISPSN 2023'!$J$3:$J$442,0)),\"\")","v":""},{"$f":"IFERROR(INDEX('SISPSN 2023'!U$3:U$442,MATCH($C147,'SISPSN 2023'!$J$3:$J$442,0)),\"\")","v":""},null,{"$error":"#VALUE!"},{"$error":"#VALUE!"},{"$error":"#VALUE!"},{"$error":"#VALUE!"},{"$error":"#VALUE!"},{"$error":"#VALUE!"},{"$f":"IFERROR(PERCENTRANK(_xlfn._xlws.FILTER($AD$4:$AD$547,$AD$4:$AD$547<>\"\"),AD147),\"\")","v":""},{"$error":"#VALUE!"},{"$error":"#VALUE!"},{"$error":"#VALUE!"}]
["Jawa Timur","Jawa Timur","Kab. Gresik",1344648,2023,null,"Jawa Timur","Jawa Timur","Kabupaten Gresik",76.98,77.62,78.44,0.86799999999999999,1,{"$f":"IFERROR(INDEX('SISPSN 2023'!H$3:H$442,MATCH($C148,'SISPSN 2023'!$J$3:$J$442,0)),\"\")","v":2023},{"$f":"IFERROR(INDEX('SISPSN 2023'!I$3:I$442,MATCH($C148,'SISPSN 2023'!$J$3:$J$442,0)),\"\")","v":"Jawa Timur"},{"$f":"IFERROR(INDEX('SISPSN 2023'!J$3:J$442,MATCH($C148,'SISPSN 2023'!$J$3:$J$442,0)),\"\")","v":"Kab. Gresik"},{"$f":"IFERROR(INDEX('SISPSN 2023'!K$3:K$442,MATCH($C148,'SISPSN 2023'!$J$3:$J$442,0)),\"\")","v":144238.32999999999},{"$f":"IFERROR(INDEX('SISPSN 2023'!L$3:L$442,MATCH($C148,'SISPSN 2023'!$J$3:$J$442,0)),\"\")","v":22356.94},{"$f":"IFERROR(INDEX('SISPSN 2023'!M$3:M$442,MATCH($C148,'SISPSN 2023'!$J$3:$J$442,0)),\"\")","v":15.5},{"$f":"IFERROR(INDEX('SISPSN 2023'!N$3:N$442,MATCH($C148,'SISPSN 2023'!$J$3:$J$442,0)),\"\")","v":88995.05},{"$f":"IFERROR(INDEX('SISPSN 2023'!O$3:O$442,MATCH($C148,'SISPSN 2023'!$J$3:$J$442,0)),\"\")","v":61.7},{"$f":"IFERROR(INDEX('SISPSN 2023'!P$3:P$442,MATCH($C148,'SISPSN 2023'!$J$3:$J$442,0)),\"\")","v":111351.99},{"$f":"IFERROR(INDEX('SISPSN 2023'!Q$3:Q$442,MATCH($C148,'SISPSN 2023'!$J$3:$J$442,0)),\"\")","v":77.2},{"$f":"IFERROR(INDEX('SISPSN 2023'!R$3:R$442,MATCH($C148,'SISPSN 2023'!$J$3:$J$442,0)),\"\")","v":6818.13},{"$f":"IFERROR(INDEX('SISPSN 2023'!S$3:S$442,MATCH($C148,'SISPSN 2023'!$J$3:$J$442,0)),\"\")","v":6070.05},{"$f":"IFERROR(INDEX('SISPSN 2023'!T$3:T$442,MATCH($C148,'SISPSN 2023'!$J$3:$J$442,0)),\"\")","v":8.94},{"$f":"IFERROR(INDEX('SISPSN 2023'!U$3:U$442,MATCH($C148,'SISPSN 2023'!$J$3:$J$442,0)),\"\")","v":"P 2"},null,0.29388621174412566,4.5552360477209577E-2,0.1813277934407522,0.22688015391796176,1.389196891616102E-2,1.2367752729787082E-2,{"$f":"IFERROR(PERCENTRANK(_xlfn._xlws.FILTER($AD$4:$AD$547,$AD$4:$AD$547<>\"\"),AD148),\"\")","v":""},0.67600000000000005,0.68200000000000005,0.54900000000000004]
["Jawa Timur","Jawa Timur","Kab. Jember",2584771,2023,null,"Jawa Timur","Jawa Timur","Kabupaten Jember",69.2,69.8,70.42,0.31900000000000001,1,{"$f":"IFERROR(INDEX('SISPSN 2023'!H$3:H$442,MATCH($C149,'SISPSN 2023'!$J$3:$J$442,0)),\"\")","v":2023},{"$f":"IFERROR(INDEX('SISPSN 2023'!I$3:I$442,MATCH($C149,'SISPSN 2023'!$J$3:$J$442,0)),\"\")","v":"Jawa Timur"},{"$f":"IFERROR(INDEX('SISPSN 2023'!J$3:J$442,MATCH($C149,'SISPSN 2023'!$J$3:$J$442,0)),\"\")","v":"Kab. Jember"},{"$f":"IFERROR(INDEX('SISPSN 2023'!K$3:K$442,MATCH($C149,'SISPSN 2023'!$J$3:$J$442,0)),\"\")","v":377298.02},{"$f":"IFERROR(INDEX('SISPSN 2023'!L$3:L$442,MATCH($C149,'SISPSN 2023'!$J$3:$J$442,0)),\"\")","v":3206.86},{"$f":"IFERROR(INDEX('SISPSN 2023'!M$3:M$442,MATCH($C149,'SISPSN 2023'!$J$3:$J$442,0)),\"\")","v":0.85},{"$f":"IFERROR(INDEX('SISPSN 2023'!N$3:N$442,MATCH($C149,'SISPSN 2023'!$J$3:$J$442,0)),\"\")","v":98696.37},{"$f":"IFERROR(INDEX('SISPSN 2023'!O$3:O$442,MATCH($C149,'SISPSN 2023'!$J$3:$J$442,0)),\"\")","v":26.16},{"$f":"IFERROR(INDEX('SISPSN 2023'!P$3:P$442,MATCH($C149,'SISPSN 2023'!$J$3:$J$442,0)),\"\")","v":101903.22},{"$f":"IFERROR(INDEX('SISPSN 2023'!Q$3:Q$442,MATCH($C149,'SISPSN 2023'!$J$3:$J$442,0)),\"\")","v":27.01},{"$f":"IFERROR(INDEX('SISPSN 2023'!R$3:R$442,MATCH($C149,'SISPSN 2023'!$J$3:$J$442,0)),\"\")","v":2572.36},{"$f":"IFERROR(INDEX('SISPSN 2023'!S$3:S$442,MATCH($C149,'SISPSN 2023'!$J$3:$J$442,0)),\"\")","v":1496.87},{"$f":"IFERROR(INDEX('SISPSN 2023'!T$3:T$442,MATCH($C149,'SISPSN 2023'!$J$3:$J$442,0)),\"\")","v":1.08},{"$f":"IFERROR(INDEX('SISPSN 2023'!U$3:U$442,MATCH($C149,'SISPSN 2023'!$J$3:$J$442,0)),\"\")","v":"P 2"},null,0.39991674522789528,3.3991087830292036E-3,0.10461314124099587,0.10801223942453278,2.7265709975218761E-3,1.5866062017215979E-3,{"$f":"IFERROR(PERCENTRANK(_xlfn._xlws.FILTER($AD$4:$AD$547,$AD$4:$AD$547<>\"\"),AD149),\"\")","v":""},0.24,0.30599999999999999,0.29799999999999999]
["Jawa Timur","Jawa Timur","Kab. Jombang",1345886,2023,null,"Jawa Timur","Jawa Timur","Kabupaten Jombang",74.099999999999994,74.66,75.16,0.752,1,{"$f":"IFERROR(INDEX('SISPSN 2023'!H$3:H$442,MATCH($C150,'SISPSN 2023'!$J$3:$J$442,0)),\"\")","v":2023},{"$f":"IFERROR(INDEX('SISPSN 2023'!I$3:I$442,MATCH($C150,'SISPSN 2023'!$J$3:$J$442,0)),\"\")","v":"Jawa Timur"},{"$f":"IFERROR(INDEX('SISPSN 2023'!J$3:J$442,MATCH($C150,'SISPSN 2023'!$J$3:$J$442,0)),\"\")","v":"Kab. Jombang"},{"$f":"IFERROR(INDEX('SISPSN 2023'!K$3:K$442,MATCH($C150,'SISPSN 2023'!$J$3:$J$442,0)),\"\")","v":193583.44},{"$f":"IFERROR(INDEX('SISPSN 2023'!L$3:L$442,MATCH($C150,'SISPSN 2023'!$J$3:$J$442,0)),\"\")","v":28110.66},{"$f":"IFERROR(INDEX('SISPSN 2023'!M$3:M$442,MATCH($C150,'SISPSN 2023'!$J$3:$J$442,0)),\"\")","v":14.52},{"$f":"IFERROR(INDEX('SISPSN 2023'!N$3:N$442,MATCH($C150,'SISPSN 2023'!$J$3:$J$442,0)),\"\")","v":55918},{"$f":"IFERROR(INDEX('SISPSN 2023'!O$3:O$442,MATCH($C150,'SISPSN 2023'!$J$3:$J$442,0)),\"\")","v":28.89},{"$f":"IFERROR(INDEX('SISPSN 2023'!P$3:P$442,MATCH($C150,'SISPSN 2023'!$J$3:$J$442,0)),\"\")","v":84028.66},{"$f":"IFERROR(INDEX('SISPSN 2023'!Q$3:Q$442,MATCH($C150,'SISPSN 2023'!$J$3:$J$442,0)),\"\")","v":43.41},{"$f":"IFERROR(INDEX('SISPSN 2023'!R$3:R$442,MATCH($C150,'SISPSN 2023'!$J$3:$J$442,0)),\"\")","v":27817.75},{"$f":"IFERROR(INDEX('SISPSN 2023'!S$3:S$442,MATCH($C150,'SISPSN 2023'!$J$3:$J$442,0)),\"\")","v":54.75},{"$f":"IFERROR(INDEX('SISPSN 2023'!T$3:T$442,MATCH($C150,'SISPSN 2023'!$J$3:$J$442,0)),\"\")","v":14.4},{"$f":"IFERROR(INDEX('SISPSN 2023'!U$3:U$442,MATCH($C150,'SISPSN 2023'!$J$3:$J$442,0)),\"\")","v":"P 2"},null,0.39406427367629648,5.7222905096951063E-2,0.11382836287768801,0.17105126797463907,5.6626648689881709E-2,1.11450746942906E-4,{"$f":"IFERROR(PERCENTRANK(_xlfn._xlws.FILTER($AD$4:$AD$547,$AD$4:$AD$547<>\"\"),AD150),\"\")","v":""},0.64,0.35,0.68200000000000005]
["Jawa Timur","Jawa Timur","Kab. Kediri",1667450,2023,null,"Jawa Timur","Jawa Timur","Kabupaten Kediri",73.31,74.2,74.680000000000007,0.72099999999999997,1,{"$f":"IFERROR(INDEX('SISPSN 2023'!H$3:H$442,MATCH($C151,'SISPSN 2023'!$J$3:$J$442,0)),\"\")","v":2023},{"$f":"IFERROR(INDEX('SISPSN 2023'!I$3:I$442,MATCH($C151,'SISPSN 2023'!$J$3:$J$442,0)),\"\")","v":"Jawa Timur"},{"$f":"IFERROR(INDEX('SISPSN 2023'!J$3:J$442,MATCH($C151,'SISPSN 2023'!$J$3:$J$442,0)),\"\")","v":"Kab. Kediri"},{"$f":"IFERROR(INDEX('SISPSN 2023'!K$3:K$442,MATCH($C151,'SISPSN 2023'!$J$3:$J$442,0)),\"\")","v":241778.92},{"$f":"IFERROR(INDEX('SISPSN 2023'!L$3:L$442,MATCH($C151,'SISPSN 2023'!$J$3:$J$442,0)),\"\")","v":21698.17},{"$f":"IFERROR(INDEX('SISPSN 2023'!M$3:M$442,MATCH($C151,'SISPSN 2023'!$J$3:$J$442,0)),\"\")","v":8.9700000000000006},{"$f":"IFERROR(INDEX('SISPSN 2023'!N$3:N$442,MATCH($C151,'SISPSN 2023'!$J$3:$J$442,0)),\"\")","v":50063.4},{"$f":"IFERROR(INDEX('SISPSN 2023'!O$3:O$442,MATCH($C151,'SISPSN 2023'!$J$3:$J$442,0)),\"\")","v":20.71},{"$f":"IFERROR(INDEX('SISPSN 2023'!P$3:P$442,MATCH($C151,'SISPSN 2023'!$J$3:$J$442,0)),\"\")","v":71761.570000000007},{"$f":"IFERROR(INDEX('SISPSN 2023'!Q$3:Q$442,MATCH($C151,'SISPSN 2023'!$J$3:$J$442,0)),\"\")","v":29.68},{"$f":"IFERROR(INDEX('SISPSN 2023'!R$3:R$442,MATCH($C151,'SISPSN 2023'!$J$3:$J$442,0)),\"\")","v":16491.919999999998},{"$f":"IFERROR(INDEX('SISPSN 2023'!S$3:S$442,MATCH($C151,'SISPSN 2023'!$J$3:$J$442,0)),\"\")","v":638.75},{"$f":"IFERROR(INDEX('SISPSN 2023'!T$3:T$442,MATCH($C151,'SISPSN 2023'!$J$3:$J$442,0)),\"\")","v":7.09},{"$f":"IFERROR(INDEX('SISPSN 2023'!U$3:U$442,MATCH($C151,'SISPSN 2023'!$J$3:$J$442,0)),\"\")","v":"P 2"},null,0.39725808869831175,3.5651468467354591E-2,8.2257339050646194E-2,0.11790880751800079,2.7097269762663599E-2,1.049506731836037E-3,{"$f":"IFERROR(PERCENTRANK(_xlfn._xlws.FILTER($AD$4:$AD$547,$AD$4:$AD$547<>\"\"),AD151),\"\")","v":""},0.49099999999999999,0.223,0.51900000000000002]
["Jawa Timur","Jawa Timur","Kab. Lamongan",1386941,2023,null,"Jawa Timur","Jawa Timur","Kabupaten Lamongan",73.97,74.83,75.290000000000006,0.75800000000000001,1,{"$f":"IFERROR(INDEX('SISPSN 2023'!H$3:H$442,MATCH($C152,'SISPSN 2023'!$J$3:$J$442,0)),\"\")","v":2023},{"$f":"IFERROR(INDEX('SISPSN 2023'!I$3:I$442,MATCH($C152,'SISPSN 2023'!$J$3:$J$442,0)),\"\")","v":"Jawa Timur"},{"$f":"IFERROR(INDEX('SISPSN 2023'!J$3:J$442,MATCH($C152,'SISPSN 2023'!$J$3:$J$442,0)),\"\")","v":"Kab. Lamongan"},{"$f":"IFERROR(INDEX('SISPSN 2023'!K$3:K$442,MATCH($C152,'SISPSN 2023'!$J$3:$J$442,0)),\"\")","v":201686.44},{"$f":"IFERROR(INDEX('SISPSN 2023'!L$3:L$442,MATCH($C152,'SISPSN 2023'!$J$3:$J$442,0)),\"\")","v":28393.78},{"$f":"IFERROR(INDEX('SISPSN 2023'!M$3:M$442,MATCH($C152,'SISPSN 2023'!$J$3:$J$442,0)),\"\")","v":14.08},{"$f":"IFERROR(INDEX('SISPSN 2023'!N$3:N$442,MATCH($C152,'SISPSN 2023'!$J$3:$J$442,0)),\"\")","v":73912.5},{"$f":"IFERROR(INDEX('SISPSN 2023'!O$3:O$442,MATCH($C152,'SISPSN 2023'!$J$3:$J$442,0)),\"\")","v":36.65},{"$f":"IFERROR(INDEX('SISPSN 2023'!P$3:P$442,MATCH($C152,'SISPSN 2023'!$J$3:$J$442,0)),\"\")","v":102306.28},{"$f":"IFERROR(INDEX('SISPSN 2023'!Q$3:Q$442,MATCH($C152,'SISPSN 2023'!$J$3:$J$442,0)),\"\")","v":50.73},{"$f":"IFERROR(INDEX('SISPSN 2023'!R$3:R$442,MATCH($C152,'SISPSN 2023'!$J$3:$J$442,0)),\"\")","v":27787.74},{"$f":"IFERROR(INDEX('SISPSN 2023'!S$3:S$442,MATCH($C152,'SISPSN 2023'!$J$3:$J$442,0)),\"\")","v":912.5},{"$f":"IFERROR(INDEX('SISPSN 2023'!T$3:T$442,MATCH($C152,'SISPSN 2023'!$J$3:$J$442,0)),\"\")","v":14.23},{"$f":"IFERROR(INDEX('SISPSN 2023'!U$3:U$442,MATCH($C152,'SISPSN 2023'!$J$3:$J$442,0)),\"\")","v":"P 2"},null,0.3984059805291616,5.6088310953524179E-2,0.14600476876810189,0.20209307972162607,5.4891155802985092E-2,1.8025280094827393E-3,{"$f":"IFERROR(PERCENTRANK(_xlfn._xlws.FILTER($AD$4:$AD$547,$AD$4:$AD$547<>\"\"),AD152),\"\")","v":""},0.621,0.45500000000000002,0.67600000000000005]
["Jawa Timur","Jawa Timur","Kab. Lumajang",1147261,2023,null,"Jawa Timur","Jawa Timur","Kabupaten Lumajang",67.650000000000006,68.48,69.37,0.24099999999999999,1,{"$f":"IFERROR(INDEX('SISPSN 2023'!H$3:H$442,MATCH($C153,'SISPSN 2023'!$J$3:$J$442,0)),\"\")","v":2023},{"$f":"IFERROR(INDEX('SISPSN 2023'!I$3:I$442,MATCH($C153,'SISPSN 2023'!$J$3:$J$442,0)),\"\")","v":"Jawa Timur"},{"$f":"IFERROR(INDEX('SISPSN 2023'!J$3:J$442,MATCH($C153,'SISPSN 2023'!$J$3:$J$442,0)),\"\")","v":"Kab. Lumajang"},{"$f":"IFERROR(INDEX('SISPSN 2023'!K$3:K$442,MATCH($C153,'SISPSN 2023'!$J$3:$J$442,0)),\"\")","v":195275.12},{"$f":"IFERROR(INDEX('SISPSN 2023'!L$3:L$442,MATCH($C153,'SISPSN 2023'!$J$3:$J$442,0)),\"\")","v":37827.15},{"$f":"IFERROR(INDEX('SISPSN 2023'!M$3:M$442,MATCH($C153,'SISPSN 2023'!$J$3:$J$442,0)),\"\")","v":19.37},{"$f":"IFERROR(INDEX('SISPSN 2023'!N$3:N$442,MATCH($C153,'SISPSN 2023'!$J$3:$J$442,0)),\"\")","v":69366.5},{"$f":"IFERROR(INDEX('SISPSN 2023'!O$3:O$442,MATCH($C153,'SISPSN 2023'!$J$3:$J$442,0)),\"\")","v":35.520000000000003},{"$f":"IFERROR(INDEX('SISPSN 2023'!P$3:P$442,MATCH($C153,'SISPSN 2023'!$J$3:$J$442,0)),\"\")","v":107193.65},{"$f":"IFERROR(INDEX('SISPSN 2023'!Q$3:Q$442,MATCH($C153,'SISPSN 2023'!$J$3:$J$442,0)),\"\")","v":54.89},{"$f":"IFERROR(INDEX('SISPSN 2023'!R$3:R$442,MATCH($C153,'SISPSN 2023'!$J$3:$J$442,0)),\"\")","v":22576.66},{"$f":"IFERROR(INDEX('SISPSN 2023'!S$3:S$442,MATCH($C153,'SISPSN 2023'!$J$3:$J$442,0)),\"\")","v":308.5},{"$f":"IFERROR(INDEX('SISPSN 2023'!T$3:T$442,MATCH($C153,'SISPSN 2023'!$J$3:$J$442,0)),\"\")","v":11.72},{"$f":"IFERROR(INDEX('SISPSN 2023'!U$3:U$442,MATCH($C153,'SISPSN 2023'!$J$3:$J$442,0)),\"\")","v":"P 2"},null,0.4663283496668354,9.0333435371079698E-2,0.16565123845354462,0.25598467382462431,5.3914377821348961E-2,7.3671595169020373E-4,{"$f":"IFERROR(PERCENTRANK(_xlfn._xlws.FILTER($AD$4:$AD$547,$AD$4:$AD$547<>\"\"),AD153),\"\")","v":""},0.79500000000000004,0.43,0.61]
["Jawa Timur","Jawa Timur","Kab. Madiun",765135,2023,null,"Jawa Timur","Jawa Timur","Kabupaten Madiun",73.069999999999993,73.510000000000005,74.02,0.65900000000000003,1,{"$f":"IFERROR(INDEX('SISPSN 2023'!H$3:H$442,MATCH($C154,'SISPSN 2023'!$J$3:$J$442,0)),\"\")","v":2023},{"$f":"IFERROR(INDEX('SISPSN 2023'!I$3:I$442,MATCH($C154,'SISPSN 2023'!$J$3:$J$442,0)),\"\")","v":"Jawa Timur"},{"$f":"IFERROR(INDEX('SISPSN 2023'!J$3:J$442,MATCH($C154,'SISPSN 2023'!$J$3:$J$442,0)),\"\")","v":"Kab. Madiun"},{"$f":"IFERROR(INDEX('SISPSN 2023'!K$3:K$442,MATCH($C154,'SISPSN 2023'!$J$3:$J$442,0)),\"\")","v":109147.99},{"$f":"IFERROR(INDEX('SISPSN 2023'!L$3:L$442,MATCH($C154,'SISPSN 2023'!$J$3:$J$442,0)),\"\")","v":33981.64},{"$f":"IFERROR(INDEX('SISPSN 2023'!M$3:M$442,MATCH($C154,'SISPSN 2023'!$J$3:$J$442,0)),\"\")","v":31.13},{"$f":"IFERROR(INDEX('SISPSN 2023'!N$3:N$442,MATCH($C154,'SISPSN 2023'!$J$3:$J$442,0)),\"\")","v":20613.38},{"$f":"IFERROR(INDEX('SISPSN 2023'!O$3:O$442,MATCH($C154,'SISPSN 2023'!$J$3:$J$442,0)),\"\")","v":18.89},{"$f":"IFERROR(INDEX('SISPSN 2023'!P$3:P$442,MATCH($C154,'SISPSN 2023'!$J$3:$J$442,0)),\"\")","v":54595.02},{"$f":"IFERROR(INDEX('SISPSN 2023'!Q$3:Q$442,MATCH($C154,'SISPSN 2023'!$J$3:$J$442,0)),\"\")","v":50.02},{"$f":"IFERROR(INDEX('SISPSN 2023'!R$3:R$442,MATCH($C154,'SISPSN 2023'!$J$3:$J$442,0)),\"\")","v":21660.6},{"$f":"IFERROR(INDEX('SISPSN 2023'!S$3:S$442,MATCH($C154,'SISPSN 2023'!$J$3:$J$442,0)),\"\")","v":1487.38},{"$f":"IFERROR(INDEX('SISPSN 2023'!T$3:T$442,MATCH($C154,'SISPSN 2023'!$J$3:$J$442,0)),\"\")","v":21.21},{"$f":"IFERROR(INDEX('SISPSN 2023'!U$3:U$442,MATCH($C154,'SISPSN 2023'!$J$3:$J$442,0)),\"\")","v":"P 2"},null,0.39082722531461234,0.12167837513856226,7.3810521932247436E-2,0.19548889707080969,7.756031234885491E-2,5.3258754319566309E-3,{"$f":"IFERROR(PERCENTRANK(_xlfn._xlws.FILTER($AD$4:$AD$547,$AD$4:$AD$547<>\"\"),AD154),\"\")","v":""},0.98599999999999999,0.193,0.85]
["Jawa Timur","Jawa Timur","Kab. Magetan",682466,2023,null,"Jawa Timur","Jawa Timur","Kabupaten Magetan",75.08,75.760000000000005,76.3,0.80400000000000005,1,{"$f":"IFERROR(INDEX('SISPSN 2023'!H$3:H$442,MATCH($C155,'SISPSN 2023'!$J$3:$J$442,0)),\"\")","v":2023},{"$f":"IFERROR(INDEX('SISPSN 2023'!I$3:I$442,MATCH($C155,'SISPSN 2023'!$J$3:$J$442,0)),\"\")","v":"Jawa Timur"},{"$f":"IFERROR(INDEX('SISPSN 2023'!J$3:J$442,MATCH($C155,'SISPSN 2023'!$J$3:$J$442,0)),\"\")","v":"Kab. Magetan"},{"$f":"IFERROR(INDEX('SISPSN 2023'!K$3:K$442,MATCH($C155,'SISPSN 2023'!$J$3:$J$442,0)),\"\")","v":100725.11},{"$f":"IFERROR(INDEX('SISPSN 2023'!L$3:L$442,MATCH($C155,'SISPSN 2023'!$J$3:$J$442,0)),\"\")","v":52634.080000000002},{"$f":"IFERROR(INDEX('SISPSN 2023'!M$3:M$442,MATCH($C155,'SISPSN 2023'!$J$3:$J$442,0)),\"\")","v":52.26},{"$f":"IFERROR(INDEX('SISPSN 2023'!N$3:N$442,MATCH($C155,'SISPSN 2023'!$J$3:$J$442,0)),\"\")","v":19212.72},{"$f":"IFERROR(INDEX('SISPSN 2023'!O$3:O$442,MATCH($C155,'SISPSN 2023'!$J$3:$J$442,0)),\"\")","v":19.07},{"$f":"IFERROR(INDEX('SISPSN 2023'!P$3:P$442,MATCH($C155,'SISPSN 2023'!$J$3:$J$442,0)),\"\")","v":71846.8},{"$f":"IFERROR(INDEX('SISPSN 2023'!Q$3:Q$442,MATCH($C155,'SISPSN 2023'!$J$3:$J$442,0)),\"\")","v":71.33},{"$f":"IFERROR(INDEX('SISPSN 2023'!R$3:R$442,MATCH($C155,'SISPSN 2023'!$J$3:$J$442,0)),\"\")","v":52109.41},{"$f":"IFERROR(INDEX('SISPSN 2023'!S$3:S$442,MATCH($C155,'SISPSN 2023'!$J$3:$J$442,0)),\"\")","v":1393.42},{"$f":"IFERROR(INDEX('SISPSN 2023'!T$3:T$442,MATCH($C155,'SISPSN 2023'!$J$3:$J$442,0)),\"\")","v":53.12},{"$f":"IFERROR(INDEX('SISPSN 2023'!U$3:U$442,MATCH($C155,'SISPSN 2023'!$J$3:$J$442,0)),\"\")","v":"P 2"},null,0.40435597594525152,0.21129691281926075,7.7128514887329025E-2,0.28842542770658974,0.20919065103509196,5.5938157228285221E-3,{"$f":"IFERROR(PERCENTRANK(_xlfn._xlws.FILTER($AD$4:$AD$547,$AD$4:$AD$547<>\"\"),AD155),\"\")","v":""},0.997,0.19800000000000001,0.997]
["Jawa Timur","Jawa Timur","Kab. Malang",2703175,2023,null,"Jawa Timur","Jawa Timur","Kabupaten Malang",71.48,72.23,73,0.54400000000000004,1,{"$f":"IFERROR(INDEX('SISPSN 2023'!H$3:H$442,MATCH($C156,'SISPSN 2023'!$J$3:$J$442,0)),\"\")","v":2023},{"$f":"IFERROR(INDEX('SISPSN 2023'!I$3:I$442,MATCH($C156,'SISPSN 2023'!$J$3:$J$442,0)),\"\")","v":"Jawa Timur"},{"$f":"IFERROR(INDEX('SISPSN 2023'!J$3:J$442,MATCH($C156,'SISPSN 2023'!$J$3:$J$442,0)),\"\")","v":"Kab. Malang"},{"$f":"IFERROR(INDEX('SISPSN 2023'!K$3:K$442,MATCH($C156,'SISPSN 2023'!$J$3:$J$442,0)),\"\")","v":352927.26},{"$f":"IFERROR(INDEX('SISPSN 2023'!L$3:L$442,MATCH($C156,'SISPSN 2023'!$J$3:$J$442,0)),\"\")","v":39296.82},{"$f":"IFERROR(INDEX('SISPSN 2023'!M$3:M$442,MATCH($C156,'SISPSN 2023'!$J$3:$J$442,0)),\"\")","v":11.13},{"$f":"IFERROR(INDEX('SISPSN 2023'!N$3:N$442,MATCH($C156,'SISPSN 2023'!$J$3:$J$442,0)),\"\")","v":149662.62},{"$f":"IFERROR(INDEX('SISPSN 2023'!O$3:O$442,MATCH($C156,'SISPSN 2023'!$J$3:$J$442,0)),\"\")","v":42.41},{"$f":"IFERROR(INDEX('SISPSN 2023'!P$3:P$442,MATCH($C156,'SISPSN 2023'!$J$3:$J$442,0)),\"\")","v":188959.44},{"$f":"IFERROR(INDEX('SISPSN 2023'!Q$3:Q$442,MATCH($C156,'SISPSN 2023'!$J$3:$J$442,0)),\"\")","v":53.54},{"$f":"IFERROR(INDEX('SISPSN 2023'!R$3:R$442,MATCH($C156,'SISPSN 2023'!$J$3:$J$442,0)),\"\")","v":38955.29},{"$f":"IFERROR(INDEX('SISPSN 2023'!S$3:S$442,MATCH($C156,'SISPSN 2023'!$J$3:$J$442,0)),\"\")","v":0},{"$f":"IFERROR(INDEX('SISPSN 2023'!T$3:T$442,MATCH($C156,'SISPSN 2023'!$J$3:$J$442,0)),\"\")","v":11.04},{"$f":"IFERROR(INDEX('SISPSN 2023'!U$3:U$442,MATCH($C156,'SISPSN 2023'!$J$3:$J$442,0)),\"\")","v":"P 2"},null,0.35769937203473695,3.9828172629572708E-2,0.15168628569828654,0.19151445832785927,3.9482024625785685E-2,0,{"$f":"IFERROR(PERCENTRANK(_xlfn._xlws.FILTER($AD$4:$AD$547,$AD$4:$AD$547<>\"\"),AD156),\"\")","v":""},0.56000000000000005,0.53300000000000003,0.59599999999999997]
["Jawa Timur","Jawa Timur","Kab. Mojokerto",1141516,2023,null,"Jawa Timur","Jawa Timur","Kabupaten Mojokerto",74.900000000000006,75.61,76.23,0.80200000000000005,1,{"$f":"IFERROR(INDEX('SISPSN 2023'!H$3:H$442,MATCH($C157,'SISPSN 2023'!$J$3:$J$442,0)),\"\")","v":2023},{"$f":"IFERROR(INDEX('SISPSN 2023'!I$3:I$442,MATCH($C157,'SISPSN 2023'!$J$3:$J$442,0)),\"\")","v":"Jawa Timur"},{"$f":"IFERROR(INDEX('SISPSN 2023'!J$3:J$442,MATCH($C157,'SISPSN 2023'!$J$3:$J$442,0)),\"\")","v":"Kab. Mojokerto"},{"$f":"IFERROR(INDEX('SISPSN 2023'!K$3:K$442,MATCH($C157,'SISPSN 2023'!$J$3:$J$442,0)),\"\")","v":172984},{"$f":"IFERROR(INDEX('SISPSN 2023'!L$3:L$442,MATCH($C157,'SISPSN 2023'!$J$3:$J$442,0)),\"\")","v":35088.29},{"$f":"IFERROR(INDEX('SISPSN 2023'!M$3:M$442,MATCH($C157,'SISPSN 2023'!$J$3:$J$442,0)),\"\")","v":20.28},{"$f":"IFERROR(INDEX('SISPSN 2023'!N$3:N$442,MATCH($C157,'SISPSN 2023'!$J$3:$J$442,0)),\"\")","v":39704.199999999997},{"$f":"IFERROR(INDEX('SISPSN 2023'!O$3:O$442,MATCH($C157,'SISPSN 2023'!$J$3:$J$442,0)),\"\")","v":22.95},{"$f":"IFERROR(INDEX('SISPSN 2023'!P$3:P$442,MATCH($C157,'SISPSN 2023'!$J$3:$J$442,0)),\"\")","v":74792.490000000005},{"$f":"IFERROR(INDEX('SISPSN 2023'!Q$3:Q$442,MATCH($C157,'SISPSN 2023'!$J$3:$J$442,0)),\"\")","v":43.24},{"$f":"IFERROR(INDEX('SISPSN 2023'!R$3:R$442,MATCH($C157,'SISPSN 2023'!$J$3:$J$442,0)),\"\")","v":34431.599999999999},{"$f":"IFERROR(INDEX('SISPSN 2023'!S$3:S$442,MATCH($C157,'SISPSN 2023'!$J$3:$J$442,0)),\"\")","v":7141.92},{"$f":"IFERROR(INDEX('SISPSN 2023'!T$3:T$442,MATCH($C157,'SISPSN 2023'!$J$3:$J$442,0)),\"\")","v":24.03},{"$f":"IFERROR(INDEX('SISPSN 2023'!U$3:U$442,MATCH($C157,'SISPSN 2023'!$J$3:$J$442,0)),\"\")","v":"P 2"},null,0.41517487895332844,8.4214589519431185E-2,9.5293127855401324E-2,0.17950771737483251,8.2638483109243766E-2,1.7141156242741269E-2,{"$f":"IFERROR(PERCENTRANK(_xlfn._xlws.FILTER($AD$4:$AD$547,$AD$4:$AD$547<>\"\"),AD157),\"\")","v":""},0.81699999999999995,0.25900000000000001,0.91400000000000003]
["Jawa Timur","Jawa Timur","Kab. Nganjuk",1124247,2023,null,"Jawa Timur","Jawa Timur","Kabupaten Nganjuk",73.03,73.95,74.7,0.72499999999999998,1,{"$f":"IFERROR(INDEX('SISPSN 2023'!H$3:H$442,MATCH($C158,'SISPSN 2023'!$J$3:$J$442,0)),\"\")","v":2023},{"$f":"IFERROR(INDEX('SISPSN 2023'!I$3:I$442,MATCH($C158,'SISPSN 2023'!$J$3:$J$442,0)),\"\")","v":"Jawa Timur"},{"$f":"IFERROR(INDEX('SISPSN 2023'!J$3:J$442,MATCH($C158,'SISPSN 2023'!$J$3:$J$442,0)),\"\")","v":"Kab. Nganjuk"},{"$f":"IFERROR(INDEX('SISPSN 2023'!K$3:K$442,MATCH($C158,'SISPSN 2023'!$J$3:$J$442,0)),\"\")","v":163086.82},{"$f":"IFERROR(INDEX('SISPSN 2023'!L$3:L$442,MATCH($C158,'SISPSN 2023'!$J$3:$J$442,0)),\"\")","v":20459.169999999998},{"$f":"IFERROR(INDEX('SISPSN 2023'!M$3:M$442,MATCH($C158,'SISPSN 2023'!$J$3:$J$442,0)),\"\")","v":12.54},{"$f":"IFERROR(INDEX('SISPSN 2023'!N$3:N$442,MATCH($C158,'SISPSN 2023'!$J$3:$J$442,0)),\"\")","v":45642.879999999997},{"$f":"IFERROR(INDEX('SISPSN 2023'!O$3:O$442,MATCH($C158,'SISPSN 2023'!$J$3:$J$442,0)),\"\")","v":27.99},{"$f":"IFERROR(INDEX('SISPSN 2023'!P$3:P$442,MATCH($C158,'SISPSN 2023'!$J$3:$J$442,0)),\"\")","v":66102.05},{"$f":"IFERROR(INDEX('SISPSN 2023'!Q$3:Q$442,MATCH($C158,'SISPSN 2023'!$J$3:$J$442,0)),\"\")","v":40.53},{"$f":"IFERROR(INDEX('SISPSN 2023'!R$3:R$442,MATCH($C158,'SISPSN 2023'!$J$3:$J$442,0)),\"\")","v":19073.060000000001},{"$f":"IFERROR(INDEX('SISPSN 2023'!S$3:S$442,MATCH($C158,'SISPSN 2023'!$J$3:$J$442,0)),\"\")","v":17797.29},{"$f":"IFERROR(INDEX('SISPSN 2023'!T$3:T$442,MATCH($C158,'SISPSN 2023'!$J$3:$J$442,0)),\"\")","v":22.61},{"$f":"IFERROR(INDEX('SISPSN 2023'!U$3:U$442,MATCH($C158,'SISPSN 2023'!$J$3:$J$442,0)),\"\")","v":"P 2"},null,0.3974333091210846,4.9857834219655645E-2,0.1112291038369414,0.16108693805659705,4.6479962947741545E-2,4.337098398317895E-2,{"$f":"IFERROR(PERCENTRANK(_xlfn._xlws.FILTER($AD$4:$AD$547,$AD$4:$AD$547<>\"\"),AD158),\"\")","v":""},0.58499999999999996,0.34200000000000003,0.878]
["Jawa Timur","Jawa Timur","Kab. Ngawi",881393,2023,null,"Jawa Timur","Jawa Timur","Kabupaten Ngawi",71.97,72.62,73.28,0.57899999999999996,1,{"$f":"IFERROR(INDEX('SISPSN 2023'!H$3:H$442,MATCH($C159,'SISPSN 2023'!$J$3:$J$442,0)),\"\")","v":2023},{"$f":"IFERROR(INDEX('SISPSN 2023'!I$3:I$442,MATCH($C159,'SISPSN 2023'!$J$3:$J$442,0)),\"\")","v":"Jawa Timur"},{"$f":"IFERROR(INDEX('SISPSN 2023'!J$3:J$442,MATCH($C159,'SISPSN 2023'!$J$3:$J$442,0)),\"\")","v":"Kab. Ngawi"},{"$f":"IFERROR(INDEX('SISPSN 2023'!K$3:K$442,MATCH($C159,'SISPSN 2023'!$J$3:$J$442,0)),\"\")","v":135297.67000000001},{"$f":"IFERROR(INDEX('SISPSN 2023'!L$3:L$442,MATCH($C159,'SISPSN 2023'!$J$3:$J$442,0)),\"\")","v":21245.86},{"$f":"IFERROR(INDEX('SISPSN 2023'!M$3:M$442,MATCH($C159,'SISPSN 2023'!$J$3:$J$442,0)),\"\")","v":15.7},{"$f":"IFERROR(INDEX('SISPSN 2023'!N$3:N$442,MATCH($C159,'SISPSN 2023'!$J$3:$J$442,0)),\"\")","v":32543.4},{"$f":"IFERROR(INDEX('SISPSN 2023'!O$3:O$442,MATCH($C159,'SISPSN 2023'!$J$3:$J$442,0)),\"\")","v":24.05},{"$f":"IFERROR(INDEX('SISPSN 2023'!P$3:P$442,MATCH($C159,'SISPSN 2023'!$J$3:$J$442,0)),\"\")","v":53789.26},{"$f":"IFERROR(INDEX('SISPSN 2023'!Q$3:Q$442,MATCH($C159,'SISPSN 2023'!$J$3:$J$442,0)),\"\")","v":39.76},{"$f":"IFERROR(INDEX('SISPSN 2023'!R$3:R$442,MATCH($C159,'SISPSN 2023'!$J$3:$J$442,0)),\"\")","v":20890.080000000002},{"$f":"IFERROR(INDEX('SISPSN 2023'!S$3:S$442,MATCH($C159,'SISPSN 2023'!$J$3:$J$442,0)),\"\")","v":1288.45},{"$f":"IFERROR(INDEX('SISPSN 2023'!T$3:T$442,MATCH($C159,'SISPSN 2023'!$J$3:$J$442,0)),\"\")","v":16.39},{"$f":"IFERROR(INDEX('SISPSN 2023'!U$3:U$442,MATCH($C159,'SISPSN 2023'!$J$3:$J$442,0)),\"\")","v":"P 2"},null,0.42055989546684108,6.6040728274944727E-2,0.10115805321803099,0.16719878149297573,6.4934820097744095E-2,4.005023865630882E-3,{"$f":"IFERROR(PERCENTRANK(_xlfn._xlws.FILTER($AD$4:$AD$547,$AD$4:$AD$547<>\"\"),AD159),\"\")","v":""},0.68200000000000005,0.27600000000000002,0.73699999999999999]
["Jawa Timur","Jawa Timur","Kab. Pacitan",596649,2023,null,"Jawa Timur","Jawa Timur","Kabupaten Pacitan",69.45,70.19,70.94,0.36,1,{"$f":"IFERROR(INDEX('SISPSN 2023'!H$3:H$442,MATCH($C160,'SISPSN 2023'!$J$3:$J$442,0)),\"\")","v":2023},{"$f":"IFERROR(INDEX('SISPSN 2023'!I$3:I$442,MATCH($C160,'SISPSN 2023'!$J$3:$J$442,0)),\"\")","v":"Jawa Timur"},{"$f":"IFERROR(INDEX('SISPSN 2023'!J$3:J$442,MATCH($C160,'SISPSN 2023'!$J$3:$J$442,0)),\"\")","v":"Kab. Pacitan"},{"$f":"IFERROR(INDEX('SISPSN 2023'!K$3:K$442,MATCH($C160,'SISPSN 2023'!$J$3:$J$442,0)),\"\")","v":105345.64},{"$f":"IFERROR(INDEX('SISPSN 2023'!L$3:L$442,MATCH($C160,'SISPSN 2023'!$J$3:$J$442,0)),\"\")","v":17586.32},{"$f":"IFERROR(INDEX('SISPSN 2023'!M$3:M$442,MATCH($C160,'SISPSN 2023'!$J$3:$J$442,0)),\"\")","v":16.690000000000001},{"$f":"IFERROR(INDEX('SISPSN 2023'!N$3:N$442,MATCH($C160,'SISPSN 2023'!$J$3:$J$442,0)),\"\")","v":14034.25},{"$f":"IFERROR(INDEX('SISPSN 2023'!O$3:O$442,MATCH($C160,'SISPSN 2023'!$J$3:$J$442,0)),\"\")","v":13.32},{"$f":"IFERROR(INDEX('SISPSN 2023'!P$3:P$442,MATCH($C160,'SISPSN 2023'!$J$3:$J$442,0)),\"\")","v":31620.57},{"$f":"IFERROR(INDEX('SISPSN 2023'!Q$3:Q$442,MATCH($C160,'SISPSN 2023'!$J$3:$J$442,0)),\"\")","v":30.02},{"$f":"IFERROR(INDEX('SISPSN 2023'!R$3:R$442,MATCH($C160,'SISPSN 2023'!$J$3:$J$442,0)),\"\")","v":17528.560000000001},{"$f":"IFERROR(INDEX('SISPSN 2023'!S$3:S$442,MATCH($C160,'SISPSN 2023'!$J$3:$J$442,0)),\"\")","v":2628},{"$f":"IFERROR(INDEX('SISPSN 2023'!T$3:T$442,MATCH($C160,'SISPSN 2023'!$J$3:$J$442,0)),\"\")","v":19.13},{"$f":"IFERROR(INDEX('SISPSN 2023'!U$3:U$442,MATCH($C160,'SISPSN 2023'!$J$3:$J$442,0)),\"\")","v":"P 2"},null,0.48373196264608154,8.0753841253629832E-2,6.4443248878318746E-2,0.14519709013194856,8.0488615676544376E-2,1.2067396408943953E-2,{"$f":"IFERROR(PERCENTRANK(_xlfn._xlws.FILTER($AD$4:$AD$547,$AD$4:$AD$547<>\"\"),AD160),\"\")","v":""},0.71499999999999997,0.10199999999999999,0.81699999999999995]
["Jawa Timur","Jawa Timur","Kab. Pamekasan",862009,2023,null,"Jawa Timur","Jawa Timur","Kabupaten Pamekasan",68.78,69.349999999999994,70.319999999999993,0.307,1,{"$f":"IFERROR(INDEX('SISPSN 2023'!H$3:H$442,MATCH($C161,'SISPSN 2023'!$J$3:$J$442,0)),\"\")","v":2023},{"$f":"IFERROR(INDEX('SISPSN 2023'!I$3:I$442,MATCH($C161,'SISPSN 2023'!$J$3:$J$442,0)),\"\")","v":"Jawa Timur"},{"$f":"IFERROR(INDEX('SISPSN 2023'!J$3:J$442,MATCH($C161,'SISPSN 2023'!$J$3:$J$442,0)),\"\")","v":"Kab. Pamekasan"},{"$f":"IFERROR(INDEX('SISPSN 2023'!K$3:K$442,MATCH($C161,'SISPSN 2023'!$J$3:$J$442,0)),\"\")","v":101156.1},{"$f":"IFERROR(INDEX('SISPSN 2023'!L$3:L$442,MATCH($C161,'SISPSN 2023'!$J$3:$J$442,0)),\"\")","v":15432.57},{"$f":"IFERROR(INDEX('SISPSN 2023'!M$3:M$442,MATCH($C161,'SISPSN 2023'!$J$3:$J$442,0)),\"\")","v":15.26},{"$f":"IFERROR(INDEX('SISPSN 2023'!N$3:N$442,MATCH($C161,'SISPSN 2023'!$J$3:$J$442,0)),\"\")","v":46172.11},{"$f":"IFERROR(INDEX('SISPSN 2023'!O$3:O$442,MATCH($C161,'SISPSN 2023'!$J$3:$J$442,0)),\"\")","v":45.64},{"$f":"IFERROR(INDEX('SISPSN 2023'!P$3:P$442,MATCH($C161,'SISPSN 2023'!$J$3:$J$442,0)),\"\")","v":61604.68},{"$f":"IFERROR(INDEX('SISPSN 2023'!Q$3:Q$442,MATCH($C161,'SISPSN 2023'!$J$3:$J$442,0)),\"\")","v":60.9},{"$f":"IFERROR(INDEX('SISPSN 2023'!R$3:R$442,MATCH($C161,'SISPSN 2023'!$J$3:$J$442,0)),\"\")","v":15186.63},{"$f":"IFERROR(INDEX('SISPSN 2023'!S$3:S$442,MATCH($C161,'SISPSN 2023'!$J$3:$J$442,0)),\"\")","v":0},{"$f":"IFERROR(INDEX('SISPSN 2023'!T$3:T$442,MATCH($C161,'SISPSN 2023'!$J$3:$J$442,0)),\"\")","v":15.01},{"$f":"IFERROR(INDEX('SISPSN 2023'!U$3:U$442,MATCH($C161,'SISPSN 2023'!$J$3:$J$442,0)),\"\")","v":"P 2"},null,0.32150476387137489,4.9049387765823953E-2,0.14674896840618754,0.1957983561720115,4.8267715858479505E-2,0,{"$f":"IFERROR(PERCENTRANK(_xlfn._xlws.FILTER($AD$4:$AD$547,$AD$4:$AD$547<>\"\"),AD161),\"\")","v":""},0.66800000000000004,0.55500000000000005,0.71499999999999997]
["Jawa Timur","Jawa Timur","Kab. Pasuruan",1626029,2023,null,"Jawa Timur","Jawa Timur","Kabupaten Pasuruan",70.540000000000006,71.290000000000006,71.91,0.437,0,{"$f":"IFERROR(INDEX('SISPSN 2023'!H$3:H$442,MATCH($C162,'SISPSN 2023'!$J$3:$J$442,0)),\"\")","v":""},{"$f":"IFERROR(INDEX('SISPSN 2023'!I$3:I$442,MATCH($C162,'SISPSN 2023'!$J$3:$J$442,0)),\"\")","v":""},{"$f":"IFERROR(INDEX('SISPSN 2023'!J$3:J$442,MATCH($C162,'SISPSN 2023'!$J$3:$J$442,0)),\"\")","v":""},{"$f":"IFERROR(INDEX('SISPSN 2023'!K$3:K$442,MATCH($C162,'SISPSN 2023'!$J$3:$J$442,0)),\"\")","v":""},{"$f":"IFERROR(INDEX('SISPSN 2023'!L$3:L$442,MATCH($C162,'SISPSN 2023'!$J$3:$J$442,0)),\"\")","v":""},{"$f":"IFERROR(INDEX('SISPSN 2023'!M$3:M$442,MATCH($C162,'SISPSN 2023'!$J$3:$J$442,0)),\"\")","v":""},{"$f":"IFERROR(INDEX('SISPSN 2023'!N$3:N$442,MATCH($C162,'SISPSN 2023'!$J$3:$J$442,0)),\"\")","v":""},{"$f":"IFERROR(INDEX('SISPSN 2023'!O$3:O$442,MATCH($C162,'SISPSN 2023'!$J$3:$J$442,0)),\"\")","v":""},{"$f":"IFERROR(INDEX('SISPSN 2023'!P$3:P$442,MATCH($C162,'SISPSN 2023'!$J$3:$J$442,0)),\"\")","v":""},{"$f":"IFERROR(INDEX('SISPSN 2023'!Q$3:Q$442,MATCH($C162,'SISPSN 2023'!$J$3:$J$442,0)),\"\")","v":""},{"$f":"IFERROR(INDEX('SISPSN 2023'!R$3:R$442,MATCH($C162,'SISPSN 2023'!$J$3:$J$442,0)),\"\")","v":""},{"$f":"IFERROR(INDEX('SISPSN 2023'!S$3:S$442,MATCH($C162,'SISPSN 2023'!$J$3:$J$442,0)),\"\")","v":""},{"$f":"IFERROR(INDEX('SISPSN 2023'!T$3:T$442,MATCH($C162,'SISPSN 2023'!$J$3:$J$442,0)),\"\")","v":""},{"$f":"IFERROR(INDEX('SISPSN 2023'!U$3:U$442,MATCH($C162,'SISPSN 2023'!$J$3:$J$442,0)),\"\")","v":""},null,{"$error":"#VALUE!"},{"$error":"#VALUE!"},{"$error":"#VALUE!"},{"$error":"#VALUE!"},{"$error":"#VALUE!"},{"$error":"#VALUE!"},{"$f":"IFERROR(PERCENTRANK(_xlfn._xlws.FILTER($AD$4:$AD$547,$AD$4:$AD$547<>\"\"),AD162),\"\")","v":""},{"$error":"#VALUE!"},{"$error":"#VALUE!"},{"$error":"#VALUE!"}]
["Jawa Timur","Jawa Timur","Kab. Ponorogo",972582,2023,null,"Jawa Timur","Jawa Timur","Kabupaten Ponorogo",71.81,72.59,73.180000000000007,0.56200000000000006,1,{"$f":"IFERROR(INDEX('SISPSN 2023'!H$3:H$442,MATCH($C163,'SISPSN 2023'!$J$3:$J$442,0)),\"\")","v":2023},{"$f":"IFERROR(INDEX('SISPSN 2023'!I$3:I$442,MATCH($C163,'SISPSN 2023'!$J$3:$J$442,0)),\"\")","v":"Jawa Timur"},{"$f":"IFERROR(INDEX('SISPSN 2023'!J$3:J$442,MATCH($C163,'SISPSN 2023'!$J$3:$J$442,0)),\"\")","v":"Kab. Ponorogo"},{"$f":"IFERROR(INDEX('SISPSN 2023'!K$3:K$442,MATCH($C163,'SISPSN 2023'!$J$3:$J$442,0)),\"\")","v":140780.94},{"$f":"IFERROR(INDEX('SISPSN 2023'!L$3:L$442,MATCH($C163,'SISPSN 2023'!$J$3:$J$442,0)),\"\")","v":32112.400000000001},{"$f":"IFERROR(INDEX('SISPSN 2023'!M$3:M$442,MATCH($C163,'SISPSN 2023'!$J$3:$J$442,0)),\"\")","v":22.81},{"$f":"IFERROR(INDEX('SISPSN 2023'!N$3:N$442,MATCH($C163,'SISPSN 2023'!$J$3:$J$442,0)),\"\")","v":86885.7},{"$f":"IFERROR(INDEX('SISPSN 2023'!O$3:O$442,MATCH($C163,'SISPSN 2023'!$J$3:$J$442,0)),\"\")","v":61.72},{"$f":"IFERROR(INDEX('SISPSN 2023'!P$3:P$442,MATCH($C163,'SISPSN 2023'!$J$3:$J$442,0)),\"\")","v":118998.1},{"$f":"IFERROR(INDEX('SISPSN 2023'!Q$3:Q$442,MATCH($C163,'SISPSN 2023'!$J$3:$J$442,0)),\"\")","v":84.53},{"$f":"IFERROR(INDEX('SISPSN 2023'!R$3:R$442,MATCH($C163,'SISPSN 2023'!$J$3:$J$442,0)),\"\")","v":29268.07},{"$f":"IFERROR(INDEX('SISPSN 2023'!S$3:S$442,MATCH($C163,'SISPSN 2023'!$J$3:$J$442,0)),\"\")","v":1110.7},{"$f":"IFERROR(INDEX('SISPSN 2023'!T$3:T$442,MATCH($C163,'SISPSN 2023'!$J$3:$J$442,0)),\"\")","v":21.58},{"$f":"IFERROR(INDEX('SISPSN 2023'!U$3:U$442,MATCH($C163,'SISPSN 2023'!$J$3:$J$442,0)),\"\")","v":"P 2"},null,0.39657448470098366,9.0459393739748192E-2,0.24475366981769162,0.33521306355743979,8.2447025701364959E-2,3.1287991127022063E-3,{"$f":"IFERROR(PERCENTRANK(_xlfn._xlws.FILTER($AD$4:$AD$547,$AD$4:$AD$547<>\"\"),AD163),\"\")","v":""},0.85299999999999998,0.68500000000000005,0.85299999999999998]
["Jawa Timur","Jawa Timur","Kab. Probolinggo",1163859,2023,null,"Jawa Timur","Jawa Timur","Kabupaten Probolinggo",68.94,69.56,70.36,0.313,1,{"$f":"IFERROR(INDEX('SISPSN 2023'!H$3:H$442,MATCH($C164,'SISPSN 2023'!$J$3:$J$442,0)),\"\")","v":2023},{"$f":"IFERROR(INDEX('SISPSN 2023'!I$3:I$442,MATCH($C164,'SISPSN 2023'!$J$3:$J$442,0)),\"\")","v":"Jawa Timur"},{"$f":"IFERROR(INDEX('SISPSN 2023'!J$3:J$442,MATCH($C164,'SISPSN 2023'!$J$3:$J$442,0)),\"\")","v":"Kab. Probolinggo"},{"$f":"IFERROR(INDEX('SISPSN 2023'!K$3:K$442,MATCH($C164,'SISPSN 2023'!$J$3:$J$442,0)),\"\")","v":169354.89},{"$f":"IFERROR(INDEX('SISPSN 2023'!L$3:L$442,MATCH($C164,'SISPSN 2023'!$J$3:$J$442,0)),\"\")","v":31095.73},{"$f":"IFERROR(INDEX('SISPSN 2023'!M$3:M$442,MATCH($C164,'SISPSN 2023'!$J$3:$J$442,0)),\"\")","v":18.36},{"$f":"IFERROR(INDEX('SISPSN 2023'!N$3:N$442,MATCH($C164,'SISPSN 2023'!$J$3:$J$442,0)),\"\")","v":43873},{"$f":"IFERROR(INDEX('SISPSN 2023'!O$3:O$442,MATCH($C164,'SISPSN 2023'!$J$3:$J$442,0)),\"\")","v":25.91},{"$f":"IFERROR(INDEX('SISPSN 2023'!P$3:P$442,MATCH($C164,'SISPSN 2023'!$J$3:$J$442,0)),\"\")","v":74968.73},{"$f":"IFERROR(INDEX('SISPSN 2023'!Q$3:Q$442,MATCH($C164,'SISPSN 2023'!$J$3:$J$442,0)),\"\")","v":44.27},{"$f":"IFERROR(INDEX('SISPSN 2023'!R$3:R$442,MATCH($C164,'SISPSN 2023'!$J$3:$J$442,0)),\"\")","v":19141.07},{"$f":"IFERROR(INDEX('SISPSN 2023'!S$3:S$442,MATCH($C164,'SISPSN 2023'!$J$3:$J$442,0)),\"\")","v":73},{"$f":"IFERROR(INDEX('SISPSN 2023'!T$3:T$442,MATCH($C164,'SISPSN 2023'!$J$3:$J$442,0)),\"\")","v":11.35},{"$f":"IFERROR(INDEX('SISPSN 2023'!U$3:U$442,MATCH($C164,'SISPSN 2023'!$J$3:$J$442,0)),\"\")","v":"P 2"},null,0.39866169355566267,7.3199400289827035E-2,0.1032771151831966,0.17647651547302362,4.5058110708627828E-2,1.718421217690459E-4,{"$f":"IFERROR(PERCENTRANK(_xlfn._xlws.FILTER($AD$4:$AD$547,$AD$4:$AD$547<>\"\"),AD164),\"\")","v":""},0.75600000000000001,0.30099999999999999,0.60199999999999998]
["Jawa Timur","Jawa Timur","Kab. Sampang",992210,2023,null,"Jawa Timur","Jawa Timur","Kabupaten Sampang",64.86,65.44,66.19,0.129,1,{"$f":"IFERROR(INDEX('SISPSN 2023'!H$3:H$442,MATCH($C165,'SISPSN 2023'!$J$3:$J$442,0)),\"\")","v":2023},{"$f":"IFERROR(INDEX('SISPSN 2023'!I$3:I$442,MATCH($C165,'SISPSN 2023'!$J$3:$J$442,0)),\"\")","v":"Jawa Timur"},{"$f":"IFERROR(INDEX('SISPSN 2023'!J$3:J$442,MATCH($C165,'SISPSN 2023'!$J$3:$J$442,0)),\"\")","v":"Kab. Sampang"},{"$f":"IFERROR(INDEX('SISPSN 2023'!K$3:K$442,MATCH($C165,'SISPSN 2023'!$J$3:$J$442,0)),\"\")","v":169511.29},{"$f":"IFERROR(INDEX('SISPSN 2023'!L$3:L$442,MATCH($C165,'SISPSN 2023'!$J$3:$J$442,0)),\"\")","v":694.95},{"$f":"IFERROR(INDEX('SISPSN 2023'!M$3:M$442,MATCH($C165,'SISPSN 2023'!$J$3:$J$442,0)),\"\")","v":0.41},{"$f":"IFERROR(INDEX('SISPSN 2023'!N$3:N$442,MATCH($C165,'SISPSN 2023'!$J$3:$J$442,0)),\"\")","v":15352.56},{"$f":"IFERROR(INDEX('SISPSN 2023'!O$3:O$442,MATCH($C165,'SISPSN 2023'!$J$3:$J$442,0)),\"\")","v":9.06},{"$f":"IFERROR(INDEX('SISPSN 2023'!P$3:P$442,MATCH($C165,'SISPSN 2023'!$J$3:$J$442,0)),\"\")","v":16047.51},{"$f":"IFERROR(INDEX('SISPSN 2023'!Q$3:Q$442,MATCH($C165,'SISPSN 2023'!$J$3:$J$442,0)),\"\")","v":9.4700000000000006},{"$f":"IFERROR(INDEX('SISPSN 2023'!R$3:R$442,MATCH($C165,'SISPSN 2023'!$J$3:$J$442,0)),\"\")","v":694.95},{"$f":"IFERROR(INDEX('SISPSN 2023'!S$3:S$442,MATCH($C165,'SISPSN 2023'!$J$3:$J$442,0)),\"\")","v":752.56},{"$f":"IFERROR(INDEX('SISPSN 2023'!T$3:T$442,MATCH($C165,'SISPSN 2023'!$J$3:$J$442,0)),\"\")","v":0.85},{"$f":"IFERROR(INDEX('SISPSN 2023'!U$3:U$442,MATCH($C165,'SISPSN 2023'!$J$3:$J$442,0)),\"\")","v":"P 2"},null,0.46806068589379762,1.9189209973087611E-3,4.2392042228135252E-2,4.4310963225444019E-2,1.9189209973087611E-3,2.0779958065108013E-3,{"$f":"IFERROR(PERCENTRANK(_xlfn._xlws.FILTER($AD$4:$AD$547,$AD$4:$AD$547<>\"\"),AD165),\"\")","v":""},0.215,5.8000000000000003E-2,0.28999999999999998]
["Jawa Timur","Jawa Timur","Kab. Sidoarjo",2114588,2023,null,"Jawa Timur","Jawa Timur","Kabupaten Sidoarjo",81.010000000000005,81.37,81.88,0.94399999999999995,1,{"$f":"IFERROR(INDEX('SISPSN 2023'!H$3:H$442,MATCH($C166,'SISPSN 2023'!$J$3:$J$442,0)),\"\")","v":2023},{"$f":"IFERROR(INDEX('SISPSN 2023'!I$3:I$442,MATCH($C166,'SISPSN 2023'!$J$3:$J$442,0)),\"\")","v":"Jawa Timur"},{"$f":"IFERROR(INDEX('SISPSN 2023'!J$3:J$442,MATCH($C166,'SISPSN 2023'!$J$3:$J$442,0)),\"\")","v":"Kab. Sidoarjo"},{"$f":"IFERROR(INDEX('SISPSN 2023'!K$3:K$442,MATCH($C166,'SISPSN 2023'!$J$3:$J$442,0)),\"\")","v":320690.09999999998},{"$f":"IFERROR(INDEX('SISPSN 2023'!L$3:L$442,MATCH($C166,'SISPSN 2023'!$J$3:$J$442,0)),\"\")","v":19836.07},{"$f":"IFERROR(INDEX('SISPSN 2023'!M$3:M$442,MATCH($C166,'SISPSN 2023'!$J$3:$J$442,0)),\"\")","v":6.19},{"$f":"IFERROR(INDEX('SISPSN 2023'!N$3:N$442,MATCH($C166,'SISPSN 2023'!$J$3:$J$442,0)),\"\")","v":175360.28},{"$f":"IFERROR(INDEX('SISPSN 2023'!O$3:O$442,MATCH($C166,'SISPSN 2023'!$J$3:$J$442,0)),\"\")","v":54.68},{"$f":"IFERROR(INDEX('SISPSN 2023'!P$3:P$442,MATCH($C166,'SISPSN 2023'!$J$3:$J$442,0)),\"\")","v":195196.34},{"$f":"IFERROR(INDEX('SISPSN 2023'!Q$3:Q$442,MATCH($C166,'SISPSN 2023'!$J$3:$J$442,0)),\"\")","v":60.87},{"$f":"IFERROR(INDEX('SISPSN 2023'!R$3:R$442,MATCH($C166,'SISPSN 2023'!$J$3:$J$442,0)),\"\")","v":19155.71},{"$f":"IFERROR(INDEX('SISPSN 2023'!S$3:S$442,MATCH($C166,'SISPSN 2023'!$J$3:$J$442,0)),\"\")","v":0},{"$f":"IFERROR(INDEX('SISPSN 2023'!T$3:T$442,MATCH($C166,'SISPSN 2023'!$J$3:$J$442,0)),\"\")","v":5.97},{"$f":"IFERROR(INDEX('SISPSN 2023'!U$3:U$442,MATCH($C166,'SISPSN 2023'!$J$3:$J$442,0)),\"\")","v":"P 2"},null,0.41549607474299016,2.5700229671346837E-2,0.22720223669465223,0.25290245340968781,2.4818734079770605E-2,0,{"$f":"IFERROR(PERCENTRANK(_xlfn._xlws.FILTER($AD$4:$AD$547,$AD$4:$AD$547<>\"\"),AD166),\"\")","v":""},0.44700000000000001,0.61799999999999999,0.48799999999999999]
["Jawa Timur","Jawa Timur","Kab. Situbondo",694081,2023,null,"Jawa Timur","Jawa Timur","Kabupaten Situbondo",69.34,69.760000000000005,70.650000000000006,0.33800000000000002,1,{"$f":"IFERROR(INDEX('SISPSN 2023'!H$3:H$442,MATCH($C167,'SISPSN 2023'!$J$3:$J$442,0)),\"\")","v":2023},{"$f":"IFERROR(INDEX('SISPSN 2023'!I$3:I$442,MATCH($C167,'SISPSN 2023'!$J$3:$J$442,0)),\"\")","v":"Jawa Timur"},{"$f":"IFERROR(INDEX('SISPSN 2023'!J$3:J$442,MATCH($C167,'SISPSN 2023'!$J$3:$J$442,0)),\"\")","v":"Kab. Situbondo"},{"$f":"IFERROR(INDEX('SISPSN 2023'!K$3:K$442,MATCH($C167,'SISPSN 2023'!$J$3:$J$442,0)),\"\")","v":92130.84},{"$f":"IFERROR(INDEX('SISPSN 2023'!L$3:L$442,MATCH($C167,'SISPSN 2023'!$J$3:$J$442,0)),\"\")","v":9212.5300000000007},{"$f":"IFERROR(INDEX('SISPSN 2023'!M$3:M$442,MATCH($C167,'SISPSN 2023'!$J$3:$J$442,0)),\"\")","v":10},{"$f":"IFERROR(INDEX('SISPSN 2023'!N$3:N$442,MATCH($C167,'SISPSN 2023'!$J$3:$J$442,0)),\"\")","v":56312.2},{"$f":"IFERROR(INDEX('SISPSN 2023'!O$3:O$442,MATCH($C167,'SISPSN 2023'!$J$3:$J$442,0)),\"\")","v":61.12},{"$f":"IFERROR(INDEX('SISPSN 2023'!P$3:P$442,MATCH($C167,'SISPSN 2023'!$J$3:$J$442,0)),\"\")","v":65524.73},{"$f":"IFERROR(INDEX('SISPSN 2023'!Q$3:Q$442,MATCH($C167,'SISPSN 2023'!$J$3:$J$442,0)),\"\")","v":71.12},{"$f":"IFERROR(INDEX('SISPSN 2023'!R$3:R$442,MATCH($C167,'SISPSN 2023'!$J$3:$J$442,0)),\"\")","v":4965.8599999999997},{"$f":"IFERROR(INDEX('SISPSN 2023'!S$3:S$442,MATCH($C167,'SISPSN 2023'!$J$3:$J$442,0)),\"\")","v":3569.7},{"$f":"IFERROR(INDEX('SISPSN 2023'!T$3:T$442,MATCH($C167,'SISPSN 2023'!$J$3:$J$442,0)),\"\")","v":9.26},{"$f":"IFERROR(INDEX('SISPSN 2023'!U$3:U$442,MATCH($C167,'SISPSN 2023'!$J$3:$J$442,0)),\"\")","v":"P 2"},null,0.36366542273016061,3.6364355484702911E-2,0.22227953221598054,0.25864388770068347,1.9601596773879359E-2,1.4090574443040509E-2,{"$f":"IFERROR(PERCENTRANK(_xlfn._xlws.FILTER($AD$4:$AD$547,$AD$4:$AD$547<>\"\"),AD167),\"\")","v":""},0.52200000000000002,0.67900000000000005,0.55200000000000005]
["Jawa Timur","Jawa Timur","Kab. Sumenep",1143295,2023,null,"Jawa Timur","Jawa Timur","Kabupaten Sumenep",67.739999999999995,68.489999999999995,69.13,0.224,1,{"$f":"IFERROR(INDEX('SISPSN 2023'!H$3:H$442,MATCH($C168,'SISPSN 2023'!$J$3:$J$442,0)),\"\")","v":2023},{"$f":"IFERROR(INDEX('SISPSN 2023'!I$3:I$442,MATCH($C168,'SISPSN 2023'!$J$3:$J$442,0)),\"\")","v":"Jawa Timur"},{"$f":"IFERROR(INDEX('SISPSN 2023'!J$3:J$442,MATCH($C168,'SISPSN 2023'!$J$3:$J$442,0)),\"\")","v":"Kab. Sumenep"},{"$f":"IFERROR(INDEX('SISPSN 2023'!K$3:K$442,MATCH($C168,'SISPSN 2023'!$J$3:$J$442,0)),\"\")","v":134116.66},{"$f":"IFERROR(INDEX('SISPSN 2023'!L$3:L$442,MATCH($C168,'SISPSN 2023'!$J$3:$J$442,0)),\"\")","v":19753.5},{"$f":"IFERROR(INDEX('SISPSN 2023'!M$3:M$442,MATCH($C168,'SISPSN 2023'!$J$3:$J$442,0)),\"\")","v":14.73},{"$f":"IFERROR(INDEX('SISPSN 2023'!N$3:N$442,MATCH($C168,'SISPSN 2023'!$J$3:$J$442,0)),\"\")","v":13621.8},{"$f":"IFERROR(INDEX('SISPSN 2023'!O$3:O$442,MATCH($C168,'SISPSN 2023'!$J$3:$J$442,0)),\"\")","v":10.16},{"$f":"IFERROR(INDEX('SISPSN 2023'!P$3:P$442,MATCH($C168,'SISPSN 2023'!$J$3:$J$442,0)),\"\")","v":33375.300000000003},{"$f":"IFERROR(INDEX('SISPSN 2023'!Q$3:Q$442,MATCH($C168,'SISPSN 2023'!$J$3:$J$442,0)),\"\")","v":24.89},{"$f":"IFERROR(INDEX('SISPSN 2023'!R$3:R$442,MATCH($C168,'SISPSN 2023'!$J$3:$J$442,0)),\"\")","v":7908.16},{"$f":"IFERROR(INDEX('SISPSN 2023'!S$3:S$442,MATCH($C168,'SISPSN 2023'!$J$3:$J$442,0)),\"\")","v":189.8},{"$f":"IFERROR(INDEX('SISPSN 2023'!T$3:T$442,MATCH($C168,'SISPSN 2023'!$J$3:$J$442,0)),\"\")","v":6.04},{"$f":"IFERROR(INDEX('SISPSN 2023'!U$3:U$442,MATCH($C168,'SISPSN 2023'!$J$3:$J$442,0)),\"\")","v":"P 2"},null,0.32138940877865207,4.7336145161302884E-2,3.264249384454581E-2,7.9978639005848701E-2,1.89506573376267E-2,4.5482574488649034E-4,{"$f":"IFERROR(PERCENTRANK(_xlfn._xlws.FILTER($AD$4:$AD$547,$AD$4:$AD$547<>\"\"),AD168),\"\")","v":""},0.64300000000000002,6.9000000000000006E-2,0.49099999999999999]
["Jawa Timur","Jawa Timur","Kab. Trenggalek",744358,2023,null,"Jawa Timur","Jawa Timur","Kabupaten Trenggalek",70.400000000000006,71.28,71.959999999999994,0.443,1,{"$f":"IFERROR(INDEX('SISPSN 2023'!H$3:H$442,MATCH($C169,'SISPSN 2023'!$J$3:$J$442,0)),\"\")","v":2023},{"$f":"IFERROR(INDEX('SISPSN 2023'!I$3:I$442,MATCH($C169,'SISPSN 2023'!$J$3:$J$442,0)),\"\")","v":"Jawa Timur"},{"$f":"IFERROR(INDEX('SISPSN 2023'!J$3:J$442,MATCH($C169,'SISPSN 2023'!$J$3:$J$442,0)),\"\")","v":"Kab. Trenggalek"},{"$f":"IFERROR(INDEX('SISPSN 2023'!K$3:K$442,MATCH($C169,'SISPSN 2023'!$J$3:$J$442,0)),\"\")","v":109657.53},{"$f":"IFERROR(INDEX('SISPSN 2023'!L$3:L$442,MATCH($C169,'SISPSN 2023'!$J$3:$J$442,0)),\"\")","v":16954.849999999999},{"$f":"IFERROR(INDEX('SISPSN 2023'!M$3:M$442,MATCH($C169,'SISPSN 2023'!$J$3:$J$442,0)),\"\")","v":15.46},{"$f":"IFERROR(INDEX('SISPSN 2023'!N$3:N$442,MATCH($C169,'SISPSN 2023'!$J$3:$J$442,0)),\"\")","v":57429.1},{"$f":"IFERROR(INDEX('SISPSN 2023'!O$3:O$442,MATCH($C169,'SISPSN 2023'!$J$3:$J$442,0)),\"\")","v":52.37},{"$f":"IFERROR(INDEX('SISPSN 2023'!P$3:P$442,MATCH($C169,'SISPSN 2023'!$J$3:$J$442,0)),\"\")","v":74383.95},{"$f":"IFERROR(INDEX('SISPSN 2023'!Q$3:Q$442,MATCH($C169,'SISPSN 2023'!$J$3:$J$442,0)),\"\")","v":67.83},{"$f":"IFERROR(INDEX('SISPSN 2023'!R$3:R$442,MATCH($C169,'SISPSN 2023'!$J$3:$J$442,0)),\"\")","v":13968.44},{"$f":"IFERROR(INDEX('SISPSN 2023'!S$3:S$442,MATCH($C169,'SISPSN 2023'!$J$3:$J$442,0)),\"\")","v":0},{"$f":"IFERROR(INDEX('SISPSN 2023'!T$3:T$442,MATCH($C169,'SISPSN 2023'!$J$3:$J$442,0)),\"\")","v":12.74},{"$f":"IFERROR(INDEX('SISPSN 2023'!U$3:U$442,MATCH($C169,'SISPSN 2023'!$J$3:$J$442,0)),\"\")","v":"P 2"},null,0.40361168824825672,6.2404976954122129E-2,0.2113767837519043,0.27378176070602644,5.1413027911484777E-2,0,{"$f":"IFERROR(PERCENTRANK(_xlfn._xlws.FILTER($AD$4:$AD$547,$AD$4:$AD$547<>\"\"),AD169),\"\")","v":""},0.67400000000000004,0.60699999999999998,0.63800000000000001]
["Jawa Timur","Jawa Timur","Kab. Tuban",1215795,2023,null,"Jawa Timur","Jawa Timur","Kabupaten Tuban",70.099999999999994,70.790000000000006,71.400000000000006,0.39700000000000002,1,{"$f":"IFERROR(INDEX('SISPSN 2023'!H$3:H$442,MATCH($C170,'SISPSN 2023'!$J$3:$J$442,0)),\"\")","v":2023},{"$f":"IFERROR(INDEX('SISPSN 2023'!I$3:I$442,MATCH($C170,'SISPSN 2023'!$J$3:$J$442,0)),\"\")","v":"Jawa Timur"},{"$f":"IFERROR(INDEX('SISPSN 2023'!J$3:J$442,MATCH($C170,'SISPSN 2023'!$J$3:$J$442,0)),\"\")","v":"Kab. Tuban"},{"$f":"IFERROR(INDEX('SISPSN 2023'!K$3:K$442,MATCH($C170,'SISPSN 2023'!$J$3:$J$442,0)),\"\")","v":185422.94},{"$f":"IFERROR(INDEX('SISPSN 2023'!L$3:L$442,MATCH($C170,'SISPSN 2023'!$J$3:$J$442,0)),\"\")","v":51390.5},{"$f":"IFERROR(INDEX('SISPSN 2023'!M$3:M$442,MATCH($C170,'SISPSN 2023'!$J$3:$J$442,0)),\"\")","v":27.72},{"$f":"IFERROR(INDEX('SISPSN 2023'!N$3:N$442,MATCH($C170,'SISPSN 2023'!$J$3:$J$442,0)),\"\")","v":68578.03},{"$f":"IFERROR(INDEX('SISPSN 2023'!O$3:O$442,MATCH($C170,'SISPSN 2023'!$J$3:$J$442,0)),\"\")","v":36.979999999999997},{"$f":"IFERROR(INDEX('SISPSN 2023'!P$3:P$442,MATCH($C170,'SISPSN 2023'!$J$3:$J$442,0)),\"\")","v":119968.52},{"$f":"IFERROR(INDEX('SISPSN 2023'!Q$3:Q$442,MATCH($C170,'SISPSN 2023'!$J$3:$J$442,0)),\"\")","v":64.7},{"$f":"IFERROR(INDEX('SISPSN 2023'!R$3:R$442,MATCH($C170,'SISPSN 2023'!$J$3:$J$442,0)),\"\")","v":31102.61},{"$f":"IFERROR(INDEX('SISPSN 2023'!S$3:S$442,MATCH($C170,'SISPSN 2023'!$J$3:$J$442,0)),\"\")","v":2513.0300000000002},{"$f":"IFERROR(INDEX('SISPSN 2023'!T$3:T$442,MATCH($C170,'SISPSN 2023'!$J$3:$J$442,0)),\"\")","v":18.13},{"$f":"IFERROR(INDEX('SISPSN 2023'!U$3:U$442,MATCH($C170,'SISPSN 2023'!$J$3:$J$442,0)),\"\")","v":"P 2"},null,0.41784022371741991,0.11580561723889217,0.15453675471492326,0.27034234941937479,7.0087991920501649E-2,5.6629725394742843E-3,{"$f":"IFERROR(PERCENTRANK(_xlfn._xlws.FILTER($AD$4:$AD$547,$AD$4:$AD$547<>\"\"),AD170),\"\")","v":""},0.96099999999999997,0.45800000000000002,0.78700000000000003]
["Jawa Timur","Jawa Timur","Kab. Tulungagung",1113973,2023,null,"Jawa Timur","Jawa Timur","Kabupaten Tulungagung",73.290000000000006,74.14,74.650000000000006,0.71499999999999997,1,{"$f":"IFERROR(INDEX('SISPSN 2023'!H$3:H$442,MATCH($C171,'SISPSN 2023'!$J$3:$J$442,0)),\"\")","v":2023},{"$f":"IFERROR(INDEX('SISPSN 2023'!I$3:I$442,MATCH($C171,'SISPSN 2023'!$J$3:$J$442,0)),\"\")","v":"Jawa Timur"},{"$f":"IFERROR(INDEX('SISPSN 2023'!J$3:J$442,MATCH($C171,'SISPSN 2023'!$J$3:$J$442,0)),\"\")","v":"Kab. Tulungagung"},{"$f":"IFERROR(INDEX('SISPSN 2023'!K$3:K$442,MATCH($C171,'SISPSN 2023'!$J$3:$J$442,0)),\"\")","v":204028.79999999999},{"$f":"IFERROR(INDEX('SISPSN 2023'!L$3:L$442,MATCH($C171,'SISPSN 2023'!$J$3:$J$442,0)),\"\")","v":36594},{"$f":"IFERROR(INDEX('SISPSN 2023'!M$3:M$442,MATCH($C171,'SISPSN 2023'!$J$3:$J$442,0)),\"\")","v":17.940000000000001},{"$f":"IFERROR(INDEX('SISPSN 2023'!N$3:N$442,MATCH($C171,'SISPSN 2023'!$J$3:$J$442,0)),\"\")","v":53983.5},{"$f":"IFERROR(INDEX('SISPSN 2023'!O$3:O$442,MATCH($C171,'SISPSN 2023'!$J$3:$J$442,0)),\"\")","v":26.46},{"$f":"IFERROR(INDEX('SISPSN 2023'!P$3:P$442,MATCH($C171,'SISPSN 2023'!$J$3:$J$442,0)),\"\")","v":90577.5},{"$f":"IFERROR(INDEX('SISPSN 2023'!Q$3:Q$442,MATCH($C171,'SISPSN 2023'!$J$3:$J$442,0)),\"\")","v":44.39},{"$f":"IFERROR(INDEX('SISPSN 2023'!R$3:R$442,MATCH($C171,'SISPSN 2023'!$J$3:$J$442,0)),\"\")","v":36165.599999999999},{"$f":"IFERROR(INDEX('SISPSN 2023'!S$3:S$442,MATCH($C171,'SISPSN 2023'!$J$3:$J$442,0)),\"\")","v":12738.5},{"$f":"IFERROR(INDEX('SISPSN 2023'!T$3:T$442,MATCH($C171,'SISPSN 2023'!$J$3:$J$442,0)),\"\")","v":23.97},{"$f":"IFERROR(INDEX('SISPSN 2023'!U$3:U$442,MATCH($C171,'SISPSN 2023'!$J$3:$J$442,0)),\"\")","v":"P 2"},null,{"$f":"IF(ISBLANK(R171),\"\",R171*1000/$D171/365)","v":0.50179224604064021},{"$f":"IF(ISBLANK(S171),\"\",S171*1000/$D171/365)","v":8.9999967904585976E-2},{"$f":"IF(ISBLANK(U171),\"\",U171*1000/$D171/365)","v":0.13276802938670867},{"$f":"IF(ISBLANK(W171),\"\",W171*1000/$D171/365)","v":0.22276799729129462},{"$f":"IF(ISBLANK(Y171),\"\",Y171*1000/$D171/365)","v":8.8946352933543582E-2},{"$f":"IF(ISBLANK(Z171),\"\",Z171*1000/$D171/365)","v":3.1329305108831182E-2},{"$f":"IFERROR(PERCENTRANK(_xlfn._xlws.FILTER($AD$4:$AD$547,$AD$4:$AD$547<>\"\"),AD171),\"\")","v":""},0.74299999999999999,0.314,0.90600000000000003]
["Jawa Timur","Jawa Timur","Kota Batu",218802,2023,null,"Jawa Timur","Jawa Timur","Kota Batu",77.209999999999994,78.13,79.069999999999993,0.874,1,{"$f":"IFERROR(INDEX('SISPSN 2023'!H$3:H$442,MATCH($C172,'SISPSN 2023'!$J$3:$J$442,0)),\"\")","v":2023},{"$f":"IFERROR(INDEX('SISPSN 2023'!I$3:I$442,MATCH($C172,'SISPSN 2023'!$J$3:$J$442,0)),\"\")","v":"Jawa Timur"},{"$f":"IFERROR(INDEX('SISPSN 2023'!J$3:J$442,MATCH($C172,'SISPSN 2023'!$J$3:$J$442,0)),\"\")","v":"Kota Batu"},{"$f":"IFERROR(INDEX('SISPSN 2023'!K$3:K$442,MATCH($C172,'SISPSN 2023'!$J$3:$J$442,0)),\"\")","v":52062.68},{"$f":"IFERROR(INDEX('SISPSN 2023'!L$3:L$442,MATCH($C172,'SISPSN 2023'!$J$3:$J$442,0)),\"\")","v":9839.2999999999993},{"$f":"IFERROR(INDEX('SISPSN 2023'!M$3:M$442,MATCH($C172,'SISPSN 2023'!$J$3:$J$442,0)),\"\")","v":18.899999999999999},{"$f":"IFERROR(INDEX('SISPSN 2023'!N$3:N$442,MATCH($C172,'SISPSN 2023'!$J$3:$J$442,0)),\"\")","v":39040.400000000001},{"$f":"IFERROR(INDEX('SISPSN 2023'!O$3:O$442,MATCH($C172,'SISPSN 2023'!$J$3:$J$442,0)),\"\")","v":74.989999999999995},{"$f":"IFERROR(INDEX('SISPSN 2023'!P$3:P$442,MATCH($C172,'SISPSN 2023'!$J$3:$J$442,0)),\"\")","v":48879.7},{"$f":"IFERROR(INDEX('SISPSN 2023'!Q$3:Q$442,MATCH($C172,'SISPSN 2023'!$J$3:$J$442,0)),\"\")","v":93.89},{"$f":"IFERROR(INDEX('SISPSN 2023'!R$3:R$442,MATCH($C172,'SISPSN 2023'!$J$3:$J$442,0)),\"\")","v":9720},{"$f":"IFERROR(INDEX('SISPSN 2023'!S$3:S$442,MATCH($C172,'SISPSN 2023'!$J$3:$J$442,0)),\"\")","v":0},{"$f":"IFERROR(INDEX('SISPSN 2023'!T$3:T$442,MATCH($C172,'SISPSN 2023'!$J$3:$J$442,0)),\"\")","v":18.670000000000002},{"$f":"IFERROR(INDEX('SISPSN 2023'!U$3:U$442,MATCH($C172,'SISPSN 2023'!$J$3:$J$442,0)),\"\")","v":"P 2"},null,0.65190208248578529,0.12320265034766531,0.48884379484648222,0.61204644519414753,0.12170883715094638,0,{"$f":"IFERROR(PERCENTRANK(_xlfn._xlws.FILTER($AD$4:$AD$547,$AD$4:$AD$547<>\"\"),AD172),\"\")","v":""},0.77900000000000003,0.875,0.81200000000000006]
["Jawa Timur","Jawa Timur","Kota Blitar",153541,2023,null,"Jawa Timur","Jawa Timur","Kota Blitar",79.27,80.150000000000006,80.78,0.92100000000000004,1,{"$f":"IFERROR(INDEX('SISPSN 2023'!H$3:H$442,MATCH($C173,'SISPSN 2023'!$J$3:$J$442,0)),\"\")","v":2023},{"$f":"IFERROR(INDEX('SISPSN 2023'!I$3:I$442,MATCH($C173,'SISPSN 2023'!$J$3:$J$442,0)),\"\")","v":"Jawa Timur"},{"$f":"IFERROR(INDEX('SISPSN 2023'!J$3:J$442,MATCH($C173,'SISPSN 2023'!$J$3:$J$442,0)),\"\")","v":"Kota Blitar"},{"$f":"IFERROR(INDEX('SISPSN 2023'!K$3:K$442,MATCH($C173,'SISPSN 2023'!$J$3:$J$442,0)),\"\")","v":27988.2},{"$f":"IFERROR(INDEX('SISPSN 2023'!L$3:L$442,MATCH($C173,'SISPSN 2023'!$J$3:$J$442,0)),\"\")","v":4390.08},{"$f":"IFERROR(INDEX('SISPSN 2023'!M$3:M$442,MATCH($C173,'SISPSN 2023'!$J$3:$J$442,0)),\"\")","v":15.69},{"$f":"IFERROR(INDEX('SISPSN 2023'!N$3:N$442,MATCH($C173,'SISPSN 2023'!$J$3:$J$442,0)),\"\")","v":22970.720000000001},{"$f":"IFERROR(INDEX('SISPSN 2023'!O$3:O$442,MATCH($C173,'SISPSN 2023'!$J$3:$J$442,0)),\"\")","v":82.07},{"$f":"IFERROR(INDEX('SISPSN 2023'!P$3:P$442,MATCH($C173,'SISPSN 2023'!$J$3:$J$442,0)),\"\")","v":27360.81},{"$f":"IFERROR(INDEX('SISPSN 2023'!Q$3:Q$442,MATCH($C173,'SISPSN 2023'!$J$3:$J$442,0)),\"\")","v":97.76},{"$f":"IFERROR(INDEX('SISPSN 2023'!R$3:R$442,MATCH($C173,'SISPSN 2023'!$J$3:$J$442,0)),\"\")","v":4295.1400000000003},{"$f":"IFERROR(INDEX('SISPSN 2023'!S$3:S$442,MATCH($C173,'SISPSN 2023'!$J$3:$J$442,0)),\"\")","v":891.87},{"$f":"IFERROR(INDEX('SISPSN 2023'!T$3:T$442,MATCH($C173,'SISPSN 2023'!$J$3:$J$442,0)),\"\")","v":18.53},{"$f":"IFERROR(INDEX('SISPSN 2023'!U$3:U$442,MATCH($C173,'SISPSN 2023'!$J$3:$J$442,0)),\"\")","v":"P 2"},null,0.4994105808871897,7.8334884091911375E-2,0.40988061463748959,0.48821567716552078,7.6640811570297632E-2,1.591418221878713E-2,{"$f":"IFERROR(PERCENTRANK(_xlfn._xlws.FILTER($AD$4:$AD$547,$AD$4:$AD$547<>\"\"),AD173),\"\")","v":""},0.67900000000000005,0.94399999999999995,0.80300000000000005]
["Jawa Timur","Jawa Timur","Kota Kediri",290836,2023,null,"Jawa Timur","Jawa Timur","Kota Kediri",79.150000000000006,80.12,80.97,0.92700000000000005,1,{"$f":"IFERROR(INDEX('SISPSN 2023'!H$3:H$442,MATCH($C174,'SISPSN 2023'!$J$3:$J$442,0)),\"\")","v":2023},{"$f":"IFERROR(INDEX('SISPSN 2023'!I$3:I$442,MATCH($C174,'SISPSN 2023'!$J$3:$J$442,0)),\"\")","v":"Jawa Timur"},{"$f":"IFERROR(INDEX('SISPSN 2023'!J$3:J$442,MATCH($C174,'SISPSN 2023'!$J$3:$J$442,0)),\"\")","v":"Kota Kediri"},{"$f":"IFERROR(INDEX('SISPSN 2023'!K$3:K$442,MATCH($C174,'SISPSN 2023'!$J$3:$J$442,0)),\"\")","v":63461.919999999998},{"$f":"IFERROR(INDEX('SISPSN 2023'!L$3:L$442,MATCH($C174,'SISPSN 2023'!$J$3:$J$442,0)),\"\")","v":9748.02},{"$f":"IFERROR(INDEX('SISPSN 2023'!M$3:M$442,MATCH($C174,'SISPSN 2023'!$J$3:$J$442,0)),\"\")","v":15.36},{"$f":"IFERROR(INDEX('SISPSN 2023'!N$3:N$442,MATCH($C174,'SISPSN 2023'!$J$3:$J$442,0)),\"\")","v":50338.97},{"$f":"IFERROR(INDEX('SISPSN 2023'!O$3:O$442,MATCH($C174,'SISPSN 2023'!$J$3:$J$442,0)),\"\")","v":79.319999999999993},{"$f":"IFERROR(INDEX('SISPSN 2023'!P$3:P$442,MATCH($C174,'SISPSN 2023'!$J$3:$J$442,0)),\"\")","v":60086.99},{"$f":"IFERROR(INDEX('SISPSN 2023'!Q$3:Q$442,MATCH($C174,'SISPSN 2023'!$J$3:$J$442,0)),\"\")","v":94.68},{"$f":"IFERROR(INDEX('SISPSN 2023'!R$3:R$442,MATCH($C174,'SISPSN 2023'!$J$3:$J$442,0)),\"\")","v":3155.25},{"$f":"IFERROR(INDEX('SISPSN 2023'!S$3:S$442,MATCH($C174,'SISPSN 2023'!$J$3:$J$442,0)),\"\")","v":623.05999999999995},{"$f":"IFERROR(INDEX('SISPSN 2023'!T$3:T$442,MATCH($C174,'SISPSN 2023'!$J$3:$J$442,0)),\"\")","v":5.95},{"$f":"IFERROR(INDEX('SISPSN 2023'!U$3:U$442,MATCH($C174,'SISPSN 2023'!$J$3:$J$442,0)),\"\")","v":"P 2"},null,0.59782239465747966,9.1828054675449536E-2,0.47420190864050488,0.56602996331595434,2.9723007289143042E-2,5.8693342592737383E-3,{"$f":"IFERROR(PERCENTRANK(_xlfn._xlws.FILTER($AD$4:$AD$547,$AD$4:$AD$547<>\"\"),AD174),\"\")","v":""},0.67100000000000004,0.92800000000000005,0.48599999999999999]
["Jawa Timur","Jawa Timur","Kota Madiun",201460,2023,null,"Jawa Timur","Jawa Timur","Kota Madiun",82.27,83.02,83.71,0.97699999999999998,1,{"$f":"IFERROR(INDEX('SISPSN 2023'!H$3:H$442,MATCH($C175,'SISPSN 2023'!$J$3:$J$442,0)),\"\")","v":2023},{"$f":"IFERROR(INDEX('SISPSN 2023'!I$3:I$442,MATCH($C175,'SISPSN 2023'!$J$3:$J$442,0)),\"\")","v":"Jawa Timur"},{"$f":"IFERROR(INDEX('SISPSN 2023'!J$3:J$442,MATCH($C175,'SISPSN 2023'!$J$3:$J$442,0)),\"\")","v":"Kota Madiun"},{"$f":"IFERROR(INDEX('SISPSN 2023'!K$3:K$442,MATCH($C175,'SISPSN 2023'!$J$3:$J$442,0)),\"\")","v":44750.39},{"$f":"IFERROR(INDEX('SISPSN 2023'!L$3:L$442,MATCH($C175,'SISPSN 2023'!$J$3:$J$442,0)),\"\")","v":12069.48},{"$f":"IFERROR(INDEX('SISPSN 2023'!M$3:M$442,MATCH($C175,'SISPSN 2023'!$J$3:$J$442,0)),\"\")","v":26.97},{"$f":"IFERROR(INDEX('SISPSN 2023'!N$3:N$442,MATCH($C175,'SISPSN 2023'!$J$3:$J$442,0)),\"\")","v":32234.76},{"$f":"IFERROR(INDEX('SISPSN 2023'!O$3:O$442,MATCH($C175,'SISPSN 2023'!$J$3:$J$442,0)),\"\")","v":72.03},{"$f":"IFERROR(INDEX('SISPSN 2023'!P$3:P$442,MATCH($C175,'SISPSN 2023'!$J$3:$J$442,0)),\"\")","v":44304.24},{"$f":"IFERROR(INDEX('SISPSN 2023'!Q$3:Q$442,MATCH($C175,'SISPSN 2023'!$J$3:$J$442,0)),\"\")","v":99},{"$f":"IFERROR(INDEX('SISPSN 2023'!R$3:R$442,MATCH($C175,'SISPSN 2023'!$J$3:$J$442,0)),\"\")","v":4485.49},{"$f":"IFERROR(INDEX('SISPSN 2023'!S$3:S$442,MATCH($C175,'SISPSN 2023'!$J$3:$J$442,0)),\"\")","v":425.01},{"$f":"IFERROR(INDEX('SISPSN 2023'!T$3:T$442,MATCH($C175,'SISPSN 2023'!$J$3:$J$442,0)),\"\")","v":10.97},{"$f":"IFERROR(INDEX('SISPSN 2023'!U$3:U$442,MATCH($C175,'SISPSN 2023'!$J$3:$J$442,0)),\"\")","v":"P 2"},null,0.60857643313401211,0.16413714133401511,0.43837193963518373,0.60250908096919886,6.0999770170903099E-2,5.7798618033560491E-3,{"$f":"IFERROR(PERCENTRANK(_xlfn._xlws.FILTER($AD$4:$AD$547,$AD$4:$AD$547<>\"\"),AD175),\"\")","v":""},0.92200000000000004,0.79800000000000004,0.59299999999999997]
["Jawa Timur","Jawa Timur","Kota Malang",847182,2023,null,"Jawa Timur","Jawa Timur","Kota Malang",82.77,83.38,84,0.98299999999999998,1,{"$f":"IFERROR(INDEX('SISPSN 2023'!H$3:H$442,MATCH($C176,'SISPSN 2023'!$J$3:$J$442,0)),\"\")","v":2023},{"$f":"IFERROR(INDEX('SISPSN 2023'!I$3:I$442,MATCH($C176,'SISPSN 2023'!$J$3:$J$442,0)),\"\")","v":"Jawa Timur"},{"$f":"IFERROR(INDEX('SISPSN 2023'!J$3:J$442,MATCH($C176,'SISPSN 2023'!$J$3:$J$442,0)),\"\")","v":"Kota Malang"},{"$f":"IFERROR(INDEX('SISPSN 2023'!K$3:K$442,MATCH($C176,'SISPSN 2023'!$J$3:$J$442,0)),\"\")","v":284095.40999999997},{"$f":"IFERROR(INDEX('SISPSN 2023'!L$3:L$442,MATCH($C176,'SISPSN 2023'!$J$3:$J$442,0)),\"\")","v":77330.37},{"$f":"IFERROR(INDEX('SISPSN 2023'!M$3:M$442,MATCH($C176,'SISPSN 2023'!$J$3:$J$442,0)),\"\")","v":27.22},{"$f":"IFERROR(INDEX('SISPSN 2023'!N$3:N$442,MATCH($C176,'SISPSN 2023'!$J$3:$J$442,0)),\"\")","v":203007.87},{"$f":"IFERROR(INDEX('SISPSN 2023'!O$3:O$442,MATCH($C176,'SISPSN 2023'!$J$3:$J$442,0)),\"\")","v":71.459999999999994},{"$f":"IFERROR(INDEX('SISPSN 2023'!P$3:P$442,MATCH($C176,'SISPSN 2023'!$J$3:$J$442,0)),\"\")","v":280338.24},{"$f":"IFERROR(INDEX('SISPSN 2023'!Q$3:Q$442,MATCH($C176,'SISPSN 2023'!$J$3:$J$442,0)),\"\")","v":98.68},{"$f":"IFERROR(INDEX('SISPSN 2023'!R$3:R$442,MATCH($C176,'SISPSN 2023'!$J$3:$J$442,0)),\"\")","v":77234.789999999994},{"$f":"IFERROR(INDEX('SISPSN 2023'!S$3:S$442,MATCH($C176,'SISPSN 2023'!$J$3:$J$442,0)),\"\")","v":15397.87},{"$f":"IFERROR(INDEX('SISPSN 2023'!T$3:T$442,MATCH($C176,'SISPSN 2023'!$J$3:$J$442,0)),\"\")","v":32.61},{"$f":"IFERROR(INDEX('SISPSN 2023'!U$3:U$442,MATCH($C176,'SISPSN 2023'!$J$3:$J$442,0)),\"\")","v":"P 2"},null,0.91874424744753302,0.25008088863698741,0.65651293961094481,0.90659382824793233,0.24977178974950087,4.9795610866944118E-2,{"$f":"IFERROR(PERCENTRANK(_xlfn._xlws.FILTER($AD$4:$AD$547,$AD$4:$AD$547<>\"\"),AD176),\"\")","v":""},0.95,0.78100000000000003,0.97499999999999998]
["Jawa Timur","Jawa Timur","Kota Mojokerto",135414,2023,null,"Jawa Timur","Jawa Timur","Kota Mojokerto",79.34,80.19,80.900000000000006,0.92300000000000004,1,{"$f":"IFERROR(INDEX('SISPSN 2023'!H$3:H$442,MATCH($C177,'SISPSN 2023'!$J$3:$J$442,0)),\"\")","v":2023},{"$f":"IFERROR(INDEX('SISPSN 2023'!I$3:I$442,MATCH($C177,'SISPSN 2023'!$J$3:$J$442,0)),\"\")","v":"Jawa Timur"},{"$f":"IFERROR(INDEX('SISPSN 2023'!J$3:J$442,MATCH($C177,'SISPSN 2023'!$J$3:$J$442,0)),\"\")","v":"Kota Mojokerto"},{"$f":"IFERROR(INDEX('SISPSN 2023'!K$3:K$442,MATCH($C177,'SISPSN 2023'!$J$3:$J$442,0)),\"\")","v":35882.93},{"$f":"IFERROR(INDEX('SISPSN 2023'!L$3:L$442,MATCH($C177,'SISPSN 2023'!$J$3:$J$442,0)),\"\")","v":5701.69},{"$f":"IFERROR(INDEX('SISPSN 2023'!M$3:M$442,MATCH($C177,'SISPSN 2023'!$J$3:$J$442,0)),\"\")","v":15.89},{"$f":"IFERROR(INDEX('SISPSN 2023'!N$3:N$442,MATCH($C177,'SISPSN 2023'!$J$3:$J$442,0)),\"\")","v":29816.85},{"$f":"IFERROR(INDEX('SISPSN 2023'!O$3:O$442,MATCH($C177,'SISPSN 2023'!$J$3:$J$442,0)),\"\")","v":83.09},{"$f":"IFERROR(INDEX('SISPSN 2023'!P$3:P$442,MATCH($C177,'SISPSN 2023'!$J$3:$J$442,0)),\"\")","v":35518.54},{"$f":"IFERROR(INDEX('SISPSN 2023'!Q$3:Q$442,MATCH($C177,'SISPSN 2023'!$J$3:$J$442,0)),\"\")","v":98.98},{"$f":"IFERROR(INDEX('SISPSN 2023'!R$3:R$442,MATCH($C177,'SISPSN 2023'!$J$3:$J$442,0)),\"\")","v":2901.86},{"$f":"IFERROR(INDEX('SISPSN 2023'!S$3:S$442,MATCH($C177,'SISPSN 2023'!$J$3:$J$442,0)),\"\")","v":0},{"$f":"IFERROR(INDEX('SISPSN 2023'!T$3:T$442,MATCH($C177,'SISPSN 2023'!$J$3:$J$442,0)),\"\")","v":8.09},{"$f":"IFERROR(INDEX('SISPSN 2023'!U$3:U$442,MATCH($C177,'SISPSN 2023'!$J$3:$J$442,0)),\"\")","v":"P 2"},null,0.72599138390619855,0.11535785438101441,0.60326111037263497,0.71861896475364939,5.8711073964752641E-2,0,{"$f":"IFERROR(PERCENTRANK(_xlfn._xlws.FILTER($AD$4:$AD$547,$AD$4:$AD$547<>\"\"),AD177),\"\")","v":""},0.68500000000000005,0.95299999999999996,0.53800000000000003]
["Jawa Timur","Jawa Timur","Kota Pasuruan",213450,2023,null,"Jawa Timur","Jawa Timur","Kota Pasuruan",76.83,77.709999999999994,78.3,0.86299999999999999,1,{"$f":"IFERROR(INDEX('SISPSN 2023'!H$3:H$442,MATCH($C178,'SISPSN 2023'!$J$3:$J$442,0)),\"\")","v":2023},{"$f":"IFERROR(INDEX('SISPSN 2023'!I$3:I$442,MATCH($C178,'SISPSN 2023'!$J$3:$J$442,0)),\"\")","v":"Jawa Timur"},{"$f":"IFERROR(INDEX('SISPSN 2023'!J$3:J$442,MATCH($C178,'SISPSN 2023'!$J$3:$J$442,0)),\"\")","v":"Kota Pasuruan"},{"$f":"IFERROR(INDEX('SISPSN 2023'!K$3:K$442,MATCH($C178,'SISPSN 2023'!$J$3:$J$442,0)),\"\")","v":53830.17},{"$f":"IFERROR(INDEX('SISPSN 2023'!L$3:L$442,MATCH($C178,'SISPSN 2023'!$J$3:$J$442,0)),\"\")","v":13008.25},{"$f":"IFERROR(INDEX('SISPSN 2023'!M$3:M$442,MATCH($C178,'SISPSN 2023'!$J$3:$J$442,0)),\"\")","v":24.17},{"$f":"IFERROR(INDEX('SISPSN 2023'!N$3:N$442,MATCH($C178,'SISPSN 2023'!$J$3:$J$442,0)),\"\")","v":38795.85},{"$f":"IFERROR(INDEX('SISPSN 2023'!O$3:O$442,MATCH($C178,'SISPSN 2023'!$J$3:$J$442,0)),\"\")","v":72.069999999999993},{"$f":"IFERROR(INDEX('SISPSN 2023'!P$3:P$442,MATCH($C178,'SISPSN 2023'!$J$3:$J$442,0)),\"\")","v":51804.11},{"$f":"IFERROR(INDEX('SISPSN 2023'!Q$3:Q$442,MATCH($C178,'SISPSN 2023'!$J$3:$J$442,0)),\"\")","v":96.24},{"$f":"IFERROR(INDEX('SISPSN 2023'!R$3:R$442,MATCH($C178,'SISPSN 2023'!$J$3:$J$442,0)),\"\")","v":13008.25},{"$f":"IFERROR(INDEX('SISPSN 2023'!S$3:S$442,MATCH($C178,'SISPSN 2023'!$J$3:$J$442,0)),\"\")","v":0},{"$f":"IFERROR(INDEX('SISPSN 2023'!T$3:T$442,MATCH($C178,'SISPSN 2023'!$J$3:$J$442,0)),\"\")","v":24.17},{"$f":"IFERROR(INDEX('SISPSN 2023'!U$3:U$442,MATCH($C178,'SISPSN 2023'!$J$3:$J$442,0)),\"\")","v":"P 2"},null,0.6909342600525612,0.16696669522553484,0.49796205200281096,0.66492887558280944,0.16696669522553484,0,{"$f":"IFERROR(PERCENTRANK(_xlfn._xlws.FILTER($AD$4:$AD$547,$AD$4:$AD$547<>\"\"),AD178),\"\")","v":""},0.88100000000000001,0.80600000000000005,0.91700000000000004]
["Jawa Timur","Jawa Timur","Kota Probolinggo",245174,2023,null,"Jawa Timur","Jawa Timur","Kota Probolinggo",75.2,76.08,76.930000000000007,0.82399999999999995,1,{"$f":"IFERROR(INDEX('SISPSN 2023'!H$3:H$442,MATCH($C179,'SISPSN 2023'!$J$3:$J$442,0)),\"\")","v":2023},{"$f":"IFERROR(INDEX('SISPSN 2023'!I$3:I$442,MATCH($C179,'SISPSN 2023'!$J$3:$J$442,0)),\"\")","v":"Jawa Timur"},{"$f":"IFERROR(INDEX('SISPSN 2023'!J$3:J$442,MATCH($C179,'SISPSN 2023'!$J$3:$J$442,0)),\"\")","v":"Kota Probolinggo"},{"$f":"IFERROR(INDEX('SISPSN 2023'!K$3:K$442,MATCH($C179,'SISPSN 2023'!$J$3:$J$442,0)),\"\")","v":35705.61},{"$f":"IFERROR(INDEX('SISPSN 2023'!L$3:L$442,MATCH($C179,'SISPSN 2023'!$J$3:$J$442,0)),\"\")","v":7008.28},{"$f":"IFERROR(INDEX('SISPSN 2023'!M$3:M$442,MATCH($C179,'SISPSN 2023'!$J$3:$J$442,0)),\"\")","v":19.63},{"$f":"IFERROR(INDEX('SISPSN 2023'!N$3:N$442,MATCH($C179,'SISPSN 2023'!$J$3:$J$442,0)),\"\")","v":22899.64},{"$f":"IFERROR(INDEX('SISPSN 2023'!O$3:O$442,MATCH($C179,'SISPSN 2023'!$J$3:$J$442,0)),\"\")","v":64.13},{"$f":"IFERROR(INDEX('SISPSN 2023'!P$3:P$442,MATCH($C179,'SISPSN 2023'!$J$3:$J$442,0)),\"\")","v":29907.91},{"$f":"IFERROR(INDEX('SISPSN 2023'!Q$3:Q$442,MATCH($C179,'SISPSN 2023'!$J$3:$J$442,0)),\"\")","v":83.76},{"$f":"IFERROR(INDEX('SISPSN 2023'!R$3:R$442,MATCH($C179,'SISPSN 2023'!$J$3:$J$442,0)),\"\")","v":6016.07},{"$f":"IFERROR(INDEX('SISPSN 2023'!S$3:S$442,MATCH($C179,'SISPSN 2023'!$J$3:$J$442,0)),\"\")","v":137.13999999999999},{"$f":"IFERROR(INDEX('SISPSN 2023'!T$3:T$442,MATCH($C179,'SISPSN 2023'!$J$3:$J$442,0)),\"\")","v":17.23},{"$f":"IFERROR(INDEX('SISPSN 2023'!U$3:U$442,MATCH($C179,'SISPSN 2023'!$J$3:$J$442,0)),\"\")","v":"P 2"},null,0.39899658626565582,7.8314858522060535E-2,0.25589475118090577,0.33420949795677679,6.7227289849836586E-2,1.5324872433343678E-3,{"$f":"IFERROR(PERCENTRANK(_xlfn._xlws.FILTER($AD$4:$AD$547,$AD$4:$AD$547<>\"\"),AD179),\"\")","v":""},0.79800000000000004,0.70699999999999996,0.76200000000000001]
["Jawa Timur","Jawa Timur","Kota Surabaya",2893698,2023,null,"Jawa Timur","Jawa Timur","Kota Surabaya",82.94,83.32,83.99,0.98099999999999998,1,{"$f":"IFERROR(INDEX('SISPSN 2023'!H$3:H$442,MATCH($C180,'SISPSN 2023'!$J$3:$J$442,0)),\"\")","v":2023},{"$f":"IFERROR(INDEX('SISPSN 2023'!I$3:I$442,MATCH($C180,'SISPSN 2023'!$J$3:$J$442,0)),\"\")","v":"Jawa Timur"},{"$f":"IFERROR(INDEX('SISPSN 2023'!J$3:J$442,MATCH($C180,'SISPSN 2023'!$J$3:$J$442,0)),\"\")","v":"Kota Surabaya"},{"$f":"IFERROR(INDEX('SISPSN 2023'!K$3:K$442,MATCH($C180,'SISPSN 2023'!$J$3:$J$442,0)),\"\")","v":657016.64},{"$f":"IFERROR(INDEX('SISPSN 2023'!L$3:L$442,MATCH($C180,'SISPSN 2023'!$J$3:$J$442,0)),\"\")","v":37708.32},{"$f":"IFERROR(INDEX('SISPSN 2023'!M$3:M$442,MATCH($C180,'SISPSN 2023'!$J$3:$J$442,0)),\"\")","v":5.74},{"$f":"IFERROR(INDEX('SISPSN 2023'!N$3:N$442,MATCH($C180,'SISPSN 2023'!$J$3:$J$442,0)),\"\")","v":613348.23},{"$f":"IFERROR(INDEX('SISPSN 2023'!O$3:O$442,MATCH($C180,'SISPSN 2023'!$J$3:$J$442,0)),\"\")","v":93.35},{"$f":"IFERROR(INDEX('SISPSN 2023'!P$3:P$442,MATCH($C180,'SISPSN 2023'!$J$3:$J$442,0)),\"\")","v":651056.55000000005},{"$f":"IFERROR(INDEX('SISPSN 2023'!Q$3:Q$442,MATCH($C180,'SISPSN 2023'!$J$3:$J$442,0)),\"\")","v":99.09},{"$f":"IFERROR(INDEX('SISPSN 2023'!R$3:R$442,MATCH($C180,'SISPSN 2023'!$J$3:$J$442,0)),\"\")","v":35088.050000000003},{"$f":"IFERROR(INDEX('SISPSN 2023'!S$3:S$442,MATCH($C180,'SISPSN 2023'!$J$3:$J$442,0)),\"\")","v":42569.95},{"$f":"IFERROR(INDEX('SISPSN 2023'!T$3:T$442,MATCH($C180,'SISPSN 2023'!$J$3:$J$442,0)),\"\")","v":11.82},{"$f":"IFERROR(INDEX('SISPSN 2023'!U$3:U$442,MATCH($C180,'SISPSN 2023'!$J$3:$J$442,0)),\"\")","v":"P 2"},null,0.62205717011280925,3.570188241945934E-2,0.58071233058496119,0.61641421300442056,3.3221035448625404E-2,4.0304827939888682E-2,{"$f":"IFERROR(PERCENTRANK(_xlfn._xlws.FILTER($AD$4:$AD$547,$AD$4:$AD$547<>\"\"),AD180),\"\")","v":""},0.433,0.99399999999999999,0.61599999999999999]
["Jawa Timur","total","total",41416407,2023,null,"Jawa Timur","total","Jawa Timur",73.48,74.05,74.650000000000006,0.71499999999999997,0,{"$f":"IFERROR(INDEX('SISPSN 2023'!H$3:H$442,MATCH($C181,'SISPSN 2023'!$J$3:$J$442,0)),\"\")","v":""},{"$f":"IFERROR(INDEX('SISPSN 2023'!I$3:I$442,MATCH($C181,'SISPSN 2023'!$J$3:$J$442,0)),\"\")","v":""},{"$f":"IFERROR(INDEX('SISPSN 2023'!J$3:J$442,MATCH($C181,'SISPSN 2023'!$J$3:$J$442,0)),\"\")","v":""},{"$f":"IFERROR(INDEX('SISPSN 2023'!K$3:K$442,MATCH($C181,'SISPSN 2023'!$J$3:$J$442,0)),\"\")","v":""},{"$f":"IFERROR(INDEX('SISPSN 2023'!L$3:L$442,MATCH($C181,'SISPSN 2023'!$J$3:$J$442,0)),\"\")","v":""},{"$f":"IFERROR(INDEX('SISPSN 2023'!M$3:M$442,MATCH($C181,'SISPSN 2023'!$J$3:$J$442,0)),\"\")","v":""},{"$f":"IFERROR(INDEX('SISPSN 2023'!N$3:N$442,MATCH($C181,'SISPSN 2023'!$J$3:$J$442,0)),\"\")","v":""},{"$f":"IFERROR(INDEX('SISPSN 2023'!O$3:O$442,MATCH($C181,'SISPSN 2023'!$J$3:$J$442,0)),\"\")","v":""},{"$f":"IFERROR(INDEX('SISPSN 2023'!P$3:P$442,MATCH($C181,'SISPSN 2023'!$J$3:$J$442,0)),\"\")","v":""},{"$f":"IFERROR(INDEX('SISPSN 2023'!Q$3:Q$442,MATCH($C181,'SISPSN 2023'!$J$3:$J$442,0)),\"\")","v":""},{"$f":"IFERROR(INDEX('SISPSN 2023'!R$3:R$442,MATCH($C181,'SISPSN 2023'!$J$3:$J$442,0)),\"\")","v":""},{"$f":"IFERROR(INDEX('SISPSN 2023'!S$3:S$442,MATCH($C181,'SISPSN 2023'!$J$3:$J$442,0)),\"\")","v":""},{"$f":"IFERROR(INDEX('SISPSN 2023'!T$3:T$442,MATCH($C181,'SISPSN 2023'!$J$3:$J$442,0)),\"\")","v":""},{"$f":"IFERROR(INDEX('SISPSN 2023'!U$3:U$442,MATCH($C181,'SISPSN 2023'!$J$3:$J$442,0)),\"\")","v":""},null,{"$error":"#VALUE!"},{"$error":"#VALUE!"},{"$error":"#VALUE!"},{"$error":"#VALUE!"},{"$error":"#VALUE!"},{"$error":"#VALUE!"},{"$f":"IFERROR(PERCENTRANK(_xlfn._xlws.FILTER($AD$4:$AD$547,$AD$4:$AD$547<>\"\"),AD181),\"\")","v":""},{"$error":"#VALUE!"},{"$error":"#VALUE!"},{"$error":"#VALUE!"}]
["Kalimantan Barat","Kalimantan Barat","Kab. Bengkayang",296855,2022,null,"Kalimantan Barat","Kalimantan Barat","Bengkayang","-","-","-",{"$error":"#VALUE!"},1,{"$f":"IFERROR(INDEX('SISPSN 2023'!H$3:H$442,MATCH($C182,'SISPSN 2023'!$J$3:$J$442,0)),\"\")","v":2023},{"$f":"IFERROR(INDEX('SISPSN 2023'!I$3:I$442,MATCH($C182,'SISPSN 2023'!$J$3:$J$442,0)),\"\")","v":"Kalimantan Barat"},{"$f":"IFERROR(INDEX('SISPSN 2023'!J$3:J$442,MATCH($C182,'SISPSN 2023'!$J$3:$J$442,0)),\"\")","v":"Kab. Bengkayang"},{"$f":"IFERROR(INDEX('SISPSN 2023'!K$3:K$442,MATCH($C182,'SISPSN 2023'!$J$3:$J$442,0)),\"\")","v":43340.83},{"$f":"IFERROR(INDEX('SISPSN 2023'!L$3:L$442,MATCH($C182,'SISPSN 2023'!$J$3:$J$442,0)),\"\")","v":0},{"$f":"IFERROR(INDEX('SISPSN 2023'!M$3:M$442,MATCH($C182,'SISPSN 2023'!$J$3:$J$442,0)),\"\")","v":0},{"$f":"IFERROR(INDEX('SISPSN 2023'!N$3:N$442,MATCH($C182,'SISPSN 2023'!$J$3:$J$442,0)),\"\")","v":6504.3},{"$f":"IFERROR(INDEX('SISPSN 2023'!O$3:O$442,MATCH($C182,'SISPSN 2023'!$J$3:$J$442,0)),\"\")","v":15.01},{"$f":"IFERROR(INDEX('SISPSN 2023'!P$3:P$442,MATCH($C182,'SISPSN 2023'!$J$3:$J$442,0)),\"\")","v":6504.3},{"$f":"IFERROR(INDEX('SISPSN 2023'!Q$3:Q$442,MATCH($C182,'SISPSN 2023'!$J$3:$J$442,0)),\"\")","v":15.01},{"$f":"IFERROR(INDEX('SISPSN 2023'!R$3:R$442,MATCH($C182,'SISPSN 2023'!$J$3:$J$442,0)),\"\")","v":0},{"$f":"IFERROR(INDEX('SISPSN 2023'!S$3:S$442,MATCH($C182,'SISPSN 2023'!$J$3:$J$442,0)),\"\")","v":0},{"$f":"IFERROR(INDEX('SISPSN 2023'!T$3:T$442,MATCH($C182,'SISPSN 2023'!$J$3:$J$442,0)),\"\")","v":0},{"$f":"IFERROR(INDEX('SISPSN 2023'!U$3:U$442,MATCH($C182,'SISPSN 2023'!$J$3:$J$442,0)),\"\")","v":"P 2"},null,0.4,0,6.0029307237540207E-2,6.0029307237540207E-2,0,0,{"$f":"IFERROR(PERCENTRANK(_xlfn._xlws.FILTER($AD$4:$AD$547,$AD$4:$AD$547<>\"\"),AD182),\"\")","v":""},0,0.127,0]
["Kalimantan Barat","Kalimantan Barat","Kab. Kapuas Hulu",254995,2022,null,"Kalimantan Barat","Kalimantan Barat","Kapuas Hulu","-","-","-",{"$error":"#VALUE!"},1,{"$f":"IFERROR(INDEX('SISPSN 2023'!H$3:H$442,MATCH($C183,'SISPSN 2023'!$J$3:$J$442,0)),\"\")","v":2023},{"$f":"IFERROR(INDEX('SISPSN 2023'!I$3:I$442,MATCH($C183,'SISPSN 2023'!$J$3:$J$442,0)),\"\")","v":"Kalimantan Barat"},{"$f":"IFERROR(INDEX('SISPSN 2023'!J$3:J$442,MATCH($C183,'SISPSN 2023'!$J$3:$J$442,0)),\"\")","v":"Kab. Kapuas Hulu"},{"$f":"IFERROR(INDEX('SISPSN 2023'!K$3:K$442,MATCH($C183,'SISPSN 2023'!$J$3:$J$442,0)),\"\")","v":49063.3},{"$f":"IFERROR(INDEX('SISPSN 2023'!L$3:L$442,MATCH($C183,'SISPSN 2023'!$J$3:$J$442,0)),\"\")","v":88.33},{"$f":"IFERROR(INDEX('SISPSN 2023'!M$3:M$442,MATCH($C183,'SISPSN 2023'!$J$3:$J$442,0)),\"\")","v":0.18},{"$f":"IFERROR(INDEX('SISPSN 2023'!N$3:N$442,MATCH($C183,'SISPSN 2023'!$J$3:$J$442,0)),\"\")","v":9387.7999999999993},{"$f":"IFERROR(INDEX('SISPSN 2023'!O$3:O$442,MATCH($C183,'SISPSN 2023'!$J$3:$J$442,0)),\"\")","v":19.13},{"$f":"IFERROR(INDEX('SISPSN 2023'!P$3:P$442,MATCH($C183,'SISPSN 2023'!$J$3:$J$442,0)),\"\")","v":9476.1299999999992},{"$f":"IFERROR(INDEX('SISPSN 2023'!Q$3:Q$442,MATCH($C183,'SISPSN 2023'!$J$3:$J$442,0)),\"\")","v":19.309999999999999},{"$f":"IFERROR(INDEX('SISPSN 2023'!R$3:R$442,MATCH($C183,'SISPSN 2023'!$J$3:$J$442,0)),\"\")","v":7.3},{"$f":"IFERROR(INDEX('SISPSN 2023'!S$3:S$442,MATCH($C183,'SISPSN 2023'!$J$3:$J$442,0)),\"\")","v":0},{"$f":"IFERROR(INDEX('SISPSN 2023'!T$3:T$442,MATCH($C183,'SISPSN 2023'!$J$3:$J$442,0)),\"\")","v":0.01},{"$f":"IFERROR(INDEX('SISPSN 2023'!U$3:U$442,MATCH($C183,'SISPSN 2023'!$J$3:$J$442,0)),\"\")","v":"P 2"},null,0.52714759112923781,9.4903821643561642E-4,0.1008647228377027,0.10181376105413832,7.8432910449224499E-5,0,{"$f":"IFERROR(PERCENTRANK(_xlfn._xlws.FILTER($AD$4:$AD$547,$AD$4:$AD$547<>\"\"),AD183),\"\")","v":""},0.185,0.20100000000000001,0.14899999999999999]
["Kalimantan Barat","Kalimantan Barat","Kab. Kayong Utara",131104,2022,null,"Kalimantan Barat","Kalimantan Barat","Kayong Utara","-","-","-",{"$error":"#VALUE!"},1,{"$f":"IFERROR(INDEX('SISPSN 2023'!H$3:H$442,MATCH($C184,'SISPSN 2023'!$J$3:$J$442,0)),\"\")","v":2023},{"$f":"IFERROR(INDEX('SISPSN 2023'!I$3:I$442,MATCH($C184,'SISPSN 2023'!$J$3:$J$442,0)),\"\")","v":"Kalimantan Barat"},{"$f":"IFERROR(INDEX('SISPSN 2023'!J$3:J$442,MATCH($C184,'SISPSN 2023'!$J$3:$J$442,0)),\"\")","v":"Kab. Kayong Utara"},{"$f":"IFERROR(INDEX('SISPSN 2023'!K$3:K$442,MATCH($C184,'SISPSN 2023'!$J$3:$J$442,0)),\"\")","v":23926.48},{"$f":"IFERROR(INDEX('SISPSN 2023'!L$3:L$442,MATCH($C184,'SISPSN 2023'!$J$3:$J$442,0)),\"\")","v":454.06},{"$f":"IFERROR(INDEX('SISPSN 2023'!M$3:M$442,MATCH($C184,'SISPSN 2023'!$J$3:$J$442,0)),\"\")","v":1.9},{"$f":"IFERROR(INDEX('SISPSN 2023'!N$3:N$442,MATCH($C184,'SISPSN 2023'!$J$3:$J$442,0)),\"\")","v":7227},{"$f":"IFERROR(INDEX('SISPSN 2023'!O$3:O$442,MATCH($C184,'SISPSN 2023'!$J$3:$J$442,0)),\"\")","v":30.21},{"$f":"IFERROR(INDEX('SISPSN 2023'!P$3:P$442,MATCH($C184,'SISPSN 2023'!$J$3:$J$442,0)),\"\")","v":7681.06},{"$f":"IFERROR(INDEX('SISPSN 2023'!Q$3:Q$442,MATCH($C184,'SISPSN 2023'!$J$3:$J$442,0)),\"\")","v":32.1},{"$f":"IFERROR(INDEX('SISPSN 2023'!R$3:R$442,MATCH($C184,'SISPSN 2023'!$J$3:$J$442,0)),\"\")","v":454.06},{"$f":"IFERROR(INDEX('SISPSN 2023'!S$3:S$442,MATCH($C184,'SISPSN 2023'!$J$3:$J$442,0)),\"\")","v":0},{"$f":"IFERROR(INDEX('SISPSN 2023'!T$3:T$442,MATCH($C184,'SISPSN 2023'!$J$3:$J$442,0)),\"\")","v":1.9},{"$f":"IFERROR(INDEX('SISPSN 2023'!U$3:U$442,MATCH($C184,'SISPSN 2023'!$J$3:$J$442,0)),\"\")","v":"P 2"},null,0.5,9.4886502318769841E-3,0.15102514034659509,0.16051379057847207,9.4886502318769841E-3,0,{"$f":"IFERROR(PERCENTRANK(_xlfn._xlws.FILTER($AD$4:$AD$547,$AD$4:$AD$547<>\"\"),AD184),\"\")","v":""},0.30099999999999999,0.375,0.35299999999999998]
["Kalimantan Barat","Kalimantan Barat","Kab. Ketapang",591917,2022,null,"Kalimantan Barat","Kalimantan Barat","Ketapang","-","-","-",{"$error":"#VALUE!"},1,{"$f":"IFERROR(INDEX('SISPSN 2023'!H$3:H$442,MATCH($C185,'SISPSN 2023'!$J$3:$J$442,0)),\"\")","v":2023},{"$f":"IFERROR(INDEX('SISPSN 2023'!I$3:I$442,MATCH($C185,'SISPSN 2023'!$J$3:$J$442,0)),\"\")","v":"Kalimantan Barat"},{"$f":"IFERROR(INDEX('SISPSN 2023'!J$3:J$442,MATCH($C185,'SISPSN 2023'!$J$3:$J$442,0)),\"\")","v":"Kab. Ketapang"},{"$f":"IFERROR(INDEX('SISPSN 2023'!K$3:K$442,MATCH($C185,'SISPSN 2023'!$J$3:$J$442,0)),\"\")","v":107693.92},{"$f":"IFERROR(INDEX('SISPSN 2023'!L$3:L$442,MATCH($C185,'SISPSN 2023'!$J$3:$J$442,0)),\"\")","v":104.71},{"$f":"IFERROR(INDEX('SISPSN 2023'!M$3:M$442,MATCH($C185,'SISPSN 2023'!$J$3:$J$442,0)),\"\")","v":0.1},{"$f":"IFERROR(INDEX('SISPSN 2023'!N$3:N$442,MATCH($C185,'SISPSN 2023'!$J$3:$J$442,0)),\"\")","v":25785.59},{"$f":"IFERROR(INDEX('SISPSN 2023'!O$3:O$442,MATCH($C185,'SISPSN 2023'!$J$3:$J$442,0)),\"\")","v":23.94},{"$f":"IFERROR(INDEX('SISPSN 2023'!P$3:P$442,MATCH($C185,'SISPSN 2023'!$J$3:$J$442,0)),\"\")","v":25890.3},{"$f":"IFERROR(INDEX('SISPSN 2023'!Q$3:Q$442,MATCH($C185,'SISPSN 2023'!$J$3:$J$442,0)),\"\")","v":24.04},{"$f":"IFERROR(INDEX('SISPSN 2023'!R$3:R$442,MATCH($C185,'SISPSN 2023'!$J$3:$J$442,0)),\"\")","v":55.07},{"$f":"IFERROR(INDEX('SISPSN 2023'!S$3:S$442,MATCH($C185,'SISPSN 2023'!$J$3:$J$442,0)),\"\")","v":45.42},{"$f":"IFERROR(INDEX('SISPSN 2023'!T$3:T$442,MATCH($C185,'SISPSN 2023'!$J$3:$J$442,0)),\"\")","v":0.09},{"$f":"IFERROR(INDEX('SISPSN 2023'!U$3:U$442,MATCH($C185,'SISPSN 2023'!$J$3:$J$442,0)),\"\")","v":"P 2"},null,0.4984682575706364,4.8465699131595671E-4,0.1193502671063587,0.11983492409767466,2.5489504834084363E-4,2.1022940068351402E-4,{"$f":"IFERROR(PERCENTRANK(_xlfn._xlws.FILTER($AD$4:$AD$547,$AD$4:$AD$547<>\"\"),AD185),\"\")","v":""},0.16500000000000001,0.27300000000000002,0.20100000000000001]
["Kalimantan Barat","Kalimantan Barat","Kota Pontianak",669795,2022,null,"Kalimantan Barat","Kalimantan Barat","Kota Pontianak","-","-","-",{"$error":"#VALUE!"},1,{"$f":"IFERROR(INDEX('SISPSN 2023'!H$3:H$442,MATCH($C186,'SISPSN 2023'!$J$3:$J$442,0)),\"\")","v":2023},{"$f":"IFERROR(INDEX('SISPSN 2023'!I$3:I$442,MATCH($C186,'SISPSN 2023'!$J$3:$J$442,0)),\"\")","v":"Kalimantan Barat"},{"$f":"IFERROR(INDEX('SISPSN 2023'!J$3:J$442,MATCH($C186,'SISPSN 2023'!$J$3:$J$442,0)),\"\")","v":"Kota Pontianak"},{"$f":"IFERROR(INDEX('SISPSN 2023'!K$3:K$442,MATCH($C186,'SISPSN 2023'!$J$3:$J$442,0)),\"\")","v":161286.82},{"$f":"IFERROR(INDEX('SISPSN 2023'!L$3:L$442,MATCH($C186,'SISPSN 2023'!$J$3:$J$442,0)),\"\")","v":39278.94},{"$f":"IFERROR(INDEX('SISPSN 2023'!M$3:M$442,MATCH($C186,'SISPSN 2023'!$J$3:$J$442,0)),\"\")","v":24.35},{"$f":"IFERROR(INDEX('SISPSN 2023'!N$3:N$442,MATCH($C186,'SISPSN 2023'!$J$3:$J$442,0)),\"\")","v":121966.35},{"$f":"IFERROR(INDEX('SISPSN 2023'!O$3:O$442,MATCH($C186,'SISPSN 2023'!$J$3:$J$442,0)),\"\")","v":75.62},{"$f":"IFERROR(INDEX('SISPSN 2023'!P$3:P$442,MATCH($C186,'SISPSN 2023'!$J$3:$J$442,0)),\"\")","v":161245.29999999999},{"$f":"IFERROR(INDEX('SISPSN 2023'!Q$3:Q$442,MATCH($C186,'SISPSN 2023'!$J$3:$J$442,0)),\"\")","v":99.97},{"$f":"IFERROR(INDEX('SISPSN 2023'!R$3:R$442,MATCH($C186,'SISPSN 2023'!$J$3:$J$442,0)),\"\")","v":35832.519999999997},{"$f":"IFERROR(INDEX('SISPSN 2023'!S$3:S$442,MATCH($C186,'SISPSN 2023'!$J$3:$J$442,0)),\"\")","v":541.79999999999995},{"$f":"IFERROR(INDEX('SISPSN 2023'!T$3:T$442,MATCH($C186,'SISPSN 2023'!$J$3:$J$442,0)),\"\")","v":22.55},{"$f":"IFERROR(INDEX('SISPSN 2023'!U$3:U$442,MATCH($C186,'SISPSN 2023'!$J$3:$J$442,0)),\"\")","v":"P 2"},null,0.65972678002991514,0.1606663744079537,0.49889053152329271,0.65955694683519506,0.14656915574352283,2.2161759368819352E-3,{"$f":"IFERROR(PERCENTRANK(_xlfn._xlws.FILTER($AD$4:$AD$547,$AD$4:$AD$547<>\"\"),AD186),\"\")","v":""},0.88600000000000001,0.88900000000000001,0.875]
["Kalimantan Barat","Kalimantan Barat","Kota Singkawang",241467,2022,null,"Kalimantan Barat","Kalimantan Barat","Kota Singkawang","-","-","-",{"$error":"#VALUE!"},1,{"$f":"IFERROR(INDEX('SISPSN 2023'!H$3:H$442,MATCH($C187,'SISPSN 2023'!$J$3:$J$442,0)),\"\")","v":2023},{"$f":"IFERROR(INDEX('SISPSN 2023'!I$3:I$442,MATCH($C187,'SISPSN 2023'!$J$3:$J$442,0)),\"\")","v":"Kalimantan Barat"},{"$f":"IFERROR(INDEX('SISPSN 2023'!J$3:J$442,MATCH($C187,'SISPSN 2023'!$J$3:$J$442,0)),\"\")","v":"Kota Singkawang"},{"$f":"IFERROR(INDEX('SISPSN 2023'!K$3:K$442,MATCH($C187,'SISPSN 2023'!$J$3:$J$442,0)),\"\")","v":34813.5},{"$f":"IFERROR(INDEX('SISPSN 2023'!L$3:L$442,MATCH($C187,'SISPSN 2023'!$J$3:$J$442,0)),\"\")","v":6254.15},{"$f":"IFERROR(INDEX('SISPSN 2023'!M$3:M$442,MATCH($C187,'SISPSN 2023'!$J$3:$J$442,0)),\"\")","v":17.96},{"$f":"IFERROR(INDEX('SISPSN 2023'!N$3:N$442,MATCH($C187,'SISPSN 2023'!$J$3:$J$442,0)),\"\")","v":27061.1},{"$f":"IFERROR(INDEX('SISPSN 2023'!O$3:O$442,MATCH($C187,'SISPSN 2023'!$J$3:$J$442,0)),\"\")","v":77.73},{"$f":"IFERROR(INDEX('SISPSN 2023'!P$3:P$442,MATCH($C187,'SISPSN 2023'!$J$3:$J$442,0)),\"\")","v":33315.25},{"$f":"IFERROR(INDEX('SISPSN 2023'!Q$3:Q$442,MATCH($C187,'SISPSN 2023'!$J$3:$J$442,0)),\"\")","v":95.7},{"$f":"IFERROR(INDEX('SISPSN 2023'!R$3:R$442,MATCH($C187,'SISPSN 2023'!$J$3:$J$442,0)),\"\")","v":6242.68},{"$f":"IFERROR(INDEX('SISPSN 2023'!S$3:S$442,MATCH($C187,'SISPSN 2023'!$J$3:$J$442,0)),\"\")","v":0},{"$f":"IFERROR(INDEX('SISPSN 2023'!T$3:T$442,MATCH($C187,'SISPSN 2023'!$J$3:$J$442,0)),\"\")","v":17.93},{"$f":"IFERROR(INDEX('SISPSN 2023'!U$3:U$442,MATCH($C187,'SISPSN 2023'!$J$3:$J$442,0)),\"\")","v":"P 2"},null,0.394999946389339,7.0960659362341749E-2,0.30703988536735866,0.37800054472970046,7.0830518773630891E-2,0,{"$f":"IFERROR(PERCENTRANK(_xlfn._xlws.FILTER($AD$4:$AD$547,$AD$4:$AD$547<>\"\"),AD187),\"\")","v":""},0.748,0.90800000000000003,0.78400000000000003]
["Kalimantan Barat","Kalimantan Barat","Kab. Kubu Raya",622217,2022,null,"Kalimantan Barat","Kalimantan Barat","Kubu Raya","-","-","-",{"$error":"#VALUE!"},1,{"$f":"IFERROR(INDEX('SISPSN 2023'!H$3:H$442,MATCH($C188,'SISPSN 2023'!$J$3:$J$442,0)),\"\")","v":2023},{"$f":"IFERROR(INDEX('SISPSN 2023'!I$3:I$442,MATCH($C188,'SISPSN 2023'!$J$3:$J$442,0)),\"\")","v":"Kalimantan Barat"},{"$f":"IFERROR(INDEX('SISPSN 2023'!J$3:J$442,MATCH($C188,'SISPSN 2023'!$J$3:$J$442,0)),\"\")","v":"Kab. Kubu Raya"},{"$f":"IFERROR(INDEX('SISPSN 2023'!K$3:K$442,MATCH($C188,'SISPSN 2023'!$J$3:$J$442,0)),\"\")","v":158442.19},{"$f":"IFERROR(INDEX('SISPSN 2023'!L$3:L$442,MATCH($C188,'SISPSN 2023'!$J$3:$J$442,0)),\"\")","v":17.52},{"$f":"IFERROR(INDEX('SISPSN 2023'!M$3:M$442,MATCH($C188,'SISPSN 2023'!$J$3:$J$442,0)),\"\")","v":0.01},{"$f":"IFERROR(INDEX('SISPSN 2023'!N$3:N$442,MATCH($C188,'SISPSN 2023'!$J$3:$J$442,0)),\"\")","v":29871.599999999999},{"$f":"IFERROR(INDEX('SISPSN 2023'!O$3:O$442,MATCH($C188,'SISPSN 2023'!$J$3:$J$442,0)),\"\")","v":18.850000000000001},{"$f":"IFERROR(INDEX('SISPSN 2023'!P$3:P$442,MATCH($C188,'SISPSN 2023'!$J$3:$J$442,0)),\"\")","v":29889.119999999999},{"$f":"IFERROR(INDEX('SISPSN 2023'!Q$3:Q$442,MATCH($C188,'SISPSN 2023'!$J$3:$J$442,0)),\"\")","v":18.86},{"$f":"IFERROR(INDEX('SISPSN 2023'!R$3:R$442,MATCH($C188,'SISPSN 2023'!$J$3:$J$442,0)),\"\")","v":17.52},{"$f":"IFERROR(INDEX('SISPSN 2023'!S$3:S$442,MATCH($C188,'SISPSN 2023'!$J$3:$J$442,0)),\"\")","v":0},{"$f":"IFERROR(INDEX('SISPSN 2023'!T$3:T$442,MATCH($C188,'SISPSN 2023'!$J$3:$J$442,0)),\"\")","v":0.01},{"$f":"IFERROR(INDEX('SISPSN 2023'!U$3:U$442,MATCH($C188,'SISPSN 2023'!$J$3:$J$442,0)),\"\")","v":"P 2"},null,0.69764759204718274,7.7143504597270736E-5,0.13152967533834659,0.13160681884294387,7.7143504597270736E-5,0,{"$f":"IFERROR(PERCENTRANK(_xlfn._xlws.FILTER($AD$4:$AD$547,$AD$4:$AD$547<>\"\"),AD188),\"\")","v":""},0.121,0.19,0.14899999999999999]
["Kalimantan Barat","Kalimantan Barat","Kab. Landak",405396,2022,null,"Kalimantan Barat","Kalimantan Barat","Landak","-","-","-",{"$error":"#VALUE!"},1,{"$f":"IFERROR(INDEX('SISPSN 2023'!H$3:H$442,MATCH($C189,'SISPSN 2023'!$J$3:$J$442,0)),\"\")","v":2023},{"$f":"IFERROR(INDEX('SISPSN 2023'!I$3:I$442,MATCH($C189,'SISPSN 2023'!$J$3:$J$442,0)),\"\")","v":"Kalimantan Barat"},{"$f":"IFERROR(INDEX('SISPSN 2023'!J$3:J$442,MATCH($C189,'SISPSN 2023'!$J$3:$J$442,0)),\"\")","v":"Kab. Landak"},{"$f":"IFERROR(INDEX('SISPSN 2023'!K$3:K$442,MATCH($C189,'SISPSN 2023'!$J$3:$J$442,0)),\"\")","v":59797.95},{"$f":"IFERROR(INDEX('SISPSN 2023'!L$3:L$442,MATCH($C189,'SISPSN 2023'!$J$3:$J$442,0)),\"\")","v":0.6},{"$f":"IFERROR(INDEX('SISPSN 2023'!M$3:M$442,MATCH($C189,'SISPSN 2023'!$J$3:$J$442,0)),\"\")","v":0},{"$f":"IFERROR(INDEX('SISPSN 2023'!N$3:N$442,MATCH($C189,'SISPSN 2023'!$J$3:$J$442,0)),\"\")","v":8969.44},{"$f":"IFERROR(INDEX('SISPSN 2023'!O$3:O$442,MATCH($C189,'SISPSN 2023'!$J$3:$J$442,0)),\"\")","v":15},{"$f":"IFERROR(INDEX('SISPSN 2023'!P$3:P$442,MATCH($C189,'SISPSN 2023'!$J$3:$J$442,0)),\"\")","v":8970.0400000000009},{"$f":"IFERROR(INDEX('SISPSN 2023'!Q$3:Q$442,MATCH($C189,'SISPSN 2023'!$J$3:$J$442,0)),\"\")","v":15},{"$f":"IFERROR(INDEX('SISPSN 2023'!R$3:R$442,MATCH($C189,'SISPSN 2023'!$J$3:$J$442,0)),\"\")","v":0.6},{"$f":"IFERROR(INDEX('SISPSN 2023'!S$3:S$442,MATCH($C189,'SISPSN 2023'!$J$3:$J$442,0)),\"\")","v":0},{"$f":"IFERROR(INDEX('SISPSN 2023'!T$3:T$442,MATCH($C189,'SISPSN 2023'!$J$3:$J$442,0)),\"\")","v":0},{"$f":"IFERROR(INDEX('SISPSN 2023'!U$3:U$442,MATCH($C189,'SISPSN 2023'!$J$3:$J$442,0)),\"\")","v":"P 2"},null,0.40412337566231532,4.054888593963325E-6,6.0616799917064014E-2,6.062085480565798E-2,4.054888593963325E-6,0,{"$f":"IFERROR(PERCENTRANK(_xlfn._xlws.FILTER($AD$4:$AD$547,$AD$4:$AD$547<>\"\"),AD189),\"\")","v":""},0,0.124,0]
["Kalimantan Barat","Kalimantan Barat","Kab. Melawi",235025,2022,null,"Kalimantan Barat","Kalimantan Barat","Melawi","-","-","-",{"$error":"#VALUE!"},1,{"$f":"IFERROR(INDEX('SISPSN 2023'!H$3:H$442,MATCH($C190,'SISPSN 2023'!$J$3:$J$442,0)),\"\")","v":2023},{"$f":"IFERROR(INDEX('SISPSN 2023'!I$3:I$442,MATCH($C190,'SISPSN 2023'!$J$3:$J$442,0)),\"\")","v":"Kalimantan Barat"},{"$f":"IFERROR(INDEX('SISPSN 2023'!J$3:J$442,MATCH($C190,'SISPSN 2023'!$J$3:$J$442,0)),\"\")","v":"Kab. Melawi"},{"$f":"IFERROR(INDEX('SISPSN 2023'!K$3:K$442,MATCH($C190,'SISPSN 2023'!$J$3:$J$442,0)),\"\")","v":31145.01},{"$f":"IFERROR(INDEX('SISPSN 2023'!L$3:L$442,MATCH($C190,'SISPSN 2023'!$J$3:$J$442,0)),\"\")","v":0},{"$f":"IFERROR(INDEX('SISPSN 2023'!M$3:M$442,MATCH($C190,'SISPSN 2023'!$J$3:$J$442,0)),\"\")","v":0},{"$f":"IFERROR(INDEX('SISPSN 2023'!N$3:N$442,MATCH($C190,'SISPSN 2023'!$J$3:$J$442,0)),\"\")","v":7588.35},{"$f":"IFERROR(INDEX('SISPSN 2023'!O$3:O$442,MATCH($C190,'SISPSN 2023'!$J$3:$J$442,0)),\"\")","v":24.36},{"$f":"IFERROR(INDEX('SISPSN 2023'!P$3:P$442,MATCH($C190,'SISPSN 2023'!$J$3:$J$442,0)),\"\")","v":7588.35},{"$f":"IFERROR(INDEX('SISPSN 2023'!Q$3:Q$442,MATCH($C190,'SISPSN 2023'!$J$3:$J$442,0)),\"\")","v":24.36},{"$f":"IFERROR(INDEX('SISPSN 2023'!R$3:R$442,MATCH($C190,'SISPSN 2023'!$J$3:$J$442,0)),\"\")","v":0},{"$f":"IFERROR(INDEX('SISPSN 2023'!S$3:S$442,MATCH($C190,'SISPSN 2023'!$J$3:$J$442,0)),\"\")","v":0},{"$f":"IFERROR(INDEX('SISPSN 2023'!T$3:T$442,MATCH($C190,'SISPSN 2023'!$J$3:$J$442,0)),\"\")","v":0},{"$f":"IFERROR(INDEX('SISPSN 2023'!U$3:U$442,MATCH($C190,'SISPSN 2023'!$J$3:$J$442,0)),\"\")","v":"P 2"},null,0.36306262959492797,0,8.8458674609084145E-2,8.8458674609084145E-2,0,0,{"$f":"IFERROR(PERCENTRANK(_xlfn._xlws.FILTER($AD$4:$AD$547,$AD$4:$AD$547<>\"\"),AD190),\"\")","v":""},0,0.28399999999999997,0]
["Kalimantan Barat","Kalimantan Barat","Kab. Mempawah",310927,2022,null,"Kalimantan Barat","Kalimantan Barat","Mempawah","-","-","-",{"$error":"#VALUE!"},1,{"$f":"IFERROR(INDEX('SISPSN 2023'!H$3:H$442,MATCH($C191,'SISPSN 2023'!$J$3:$J$442,0)),\"\")","v":2023},{"$f":"IFERROR(INDEX('SISPSN 2023'!I$3:I$442,MATCH($C191,'SISPSN 2023'!$J$3:$J$442,0)),\"\")","v":"Kalimantan Barat"},{"$f":"IFERROR(INDEX('SISPSN 2023'!J$3:J$442,MATCH($C191,'SISPSN 2023'!$J$3:$J$442,0)),\"\")","v":"Kab. Mempawah"},{"$f":"IFERROR(INDEX('SISPSN 2023'!K$3:K$442,MATCH($C191,'SISPSN 2023'!$J$3:$J$442,0)),\"\")","v":30769.279999999999},{"$f":"IFERROR(INDEX('SISPSN 2023'!L$3:L$442,MATCH($C191,'SISPSN 2023'!$J$3:$J$442,0)),\"\")","v":38.409999999999997},{"$f":"IFERROR(INDEX('SISPSN 2023'!M$3:M$442,MATCH($C191,'SISPSN 2023'!$J$3:$J$442,0)),\"\")","v":0.12},{"$f":"IFERROR(INDEX('SISPSN 2023'!N$3:N$442,MATCH($C191,'SISPSN 2023'!$J$3:$J$442,0)),\"\")","v":9190.7000000000007},{"$f":"IFERROR(INDEX('SISPSN 2023'!O$3:O$442,MATCH($C191,'SISPSN 2023'!$J$3:$J$442,0)),\"\")","v":29.87},{"$f":"IFERROR(INDEX('SISPSN 2023'!P$3:P$442,MATCH($C191,'SISPSN 2023'!$J$3:$J$442,0)),\"\")","v":9229.11},{"$f":"IFERROR(INDEX('SISPSN 2023'!Q$3:Q$442,MATCH($C191,'SISPSN 2023'!$J$3:$J$442,0)),\"\")","v":29.99},{"$f":"IFERROR(INDEX('SISPSN 2023'!R$3:R$442,MATCH($C191,'SISPSN 2023'!$J$3:$J$442,0)),\"\")","v":0.41},{"$f":"IFERROR(INDEX('SISPSN 2023'!S$3:S$442,MATCH($C191,'SISPSN 2023'!$J$3:$J$442,0)),\"\")","v":0},{"$f":"IFERROR(INDEX('SISPSN 2023'!T$3:T$442,MATCH($C191,'SISPSN 2023'!$J$3:$J$442,0)),\"\")","v":0},{"$f":"IFERROR(INDEX('SISPSN 2023'!U$3:U$442,MATCH($C191,'SISPSN 2023'!$J$3:$J$442,0)),\"\")","v":"P 2"},null,0.27112279493345376,3.3844882146718928E-4,8.0983639246511238E-2,8.1322088067978429E-2,3.6127054621595317E-6,0,{"$f":"IFERROR(PERCENTRANK(_xlfn._xlws.FILTER($AD$4:$AD$547,$AD$4:$AD$547<>\"\"),AD191),\"\")","v":""},0.17100000000000001,0.36399999999999999,0]
["Kalimantan Barat","Kalimantan Barat","Kab. Sambas",647844,2022,null,"Kalimantan Barat","Kalimantan Barat","Sambas","-","-","-",{"$error":"#VALUE!"},1,{"$f":"IFERROR(INDEX('SISPSN 2023'!H$3:H$442,MATCH($C192,'SISPSN 2023'!$J$3:$J$442,0)),\"\")","v":2023},{"$f":"IFERROR(INDEX('SISPSN 2023'!I$3:I$442,MATCH($C192,'SISPSN 2023'!$J$3:$J$442,0)),\"\")","v":"Kalimantan Barat"},{"$f":"IFERROR(INDEX('SISPSN 2023'!J$3:J$442,MATCH($C192,'SISPSN 2023'!$J$3:$J$442,0)),\"\")","v":"Kab. Sambas"},{"$f":"IFERROR(INDEX('SISPSN 2023'!K$3:K$442,MATCH($C192,'SISPSN 2023'!$J$3:$J$442,0)),\"\")","v":117563.03},{"$f":"IFERROR(INDEX('SISPSN 2023'!L$3:L$442,MATCH($C192,'SISPSN 2023'!$J$3:$J$442,0)),\"\")","v":999.95},{"$f":"IFERROR(INDEX('SISPSN 2023'!M$3:M$442,MATCH($C192,'SISPSN 2023'!$J$3:$J$442,0)),\"\")","v":0.85},{"$f":"IFERROR(INDEX('SISPSN 2023'!N$3:N$442,MATCH($C192,'SISPSN 2023'!$J$3:$J$442,0)),\"\")","v":28426.2},{"$f":"IFERROR(INDEX('SISPSN 2023'!O$3:O$442,MATCH($C192,'SISPSN 2023'!$J$3:$J$442,0)),\"\")","v":24.18},{"$f":"IFERROR(INDEX('SISPSN 2023'!P$3:P$442,MATCH($C192,'SISPSN 2023'!$J$3:$J$442,0)),\"\")","v":29426.15},{"$f":"IFERROR(INDEX('SISPSN 2023'!Q$3:Q$442,MATCH($C192,'SISPSN 2023'!$J$3:$J$442,0)),\"\")","v":25.03},{"$f":"IFERROR(INDEX('SISPSN 2023'!R$3:R$442,MATCH($C192,'SISPSN 2023'!$J$3:$J$442,0)),\"\")","v":103.07},{"$f":"IFERROR(INDEX('SISPSN 2023'!S$3:S$442,MATCH($C192,'SISPSN 2023'!$J$3:$J$442,0)),\"\")","v":0},{"$f":"IFERROR(INDEX('SISPSN 2023'!T$3:T$442,MATCH($C192,'SISPSN 2023'!$J$3:$J$442,0)),\"\")","v":0.09},{"$f":"IFERROR(INDEX('SISPSN 2023'!U$3:U$442,MATCH($C192,'SISPSN 2023'!$J$3:$J$442,0)),\"\")","v":"P 2"},null,0.49717291994783452,4.2287789052547998E-3,0.12021412562283512,0.12444290452808993,4.3588203586640551E-4,0,{"$f":"IFERROR(PERCENTRANK(_xlfn._xlws.FILTER($AD$4:$AD$547,$AD$4:$AD$547<>\"\"),AD192),\"\")","v":""},0.24,0.27900000000000003,0.20100000000000001]
["Kalimantan Barat","Kalimantan Barat","Kab. Sanggau",492989,2022,null,"Kalimantan Barat","Kalimantan Barat","Sanggau","-","-","-",{"$error":"#VALUE!"},1,{"$f":"IFERROR(INDEX('SISPSN 2023'!H$3:H$442,MATCH($C193,'SISPSN 2023'!$J$3:$J$442,0)),\"\")","v":2023},{"$f":"IFERROR(INDEX('SISPSN 2023'!I$3:I$442,MATCH($C193,'SISPSN 2023'!$J$3:$J$442,0)),\"\")","v":"Kalimantan Barat"},{"$f":"IFERROR(INDEX('SISPSN 2023'!J$3:J$442,MATCH($C193,'SISPSN 2023'!$J$3:$J$442,0)),\"\")","v":"Kab. Sanggau"},{"$f":"IFERROR(INDEX('SISPSN 2023'!K$3:K$442,MATCH($C193,'SISPSN 2023'!$J$3:$J$442,0)),\"\")","v":91225.36},{"$f":"IFERROR(INDEX('SISPSN 2023'!L$3:L$442,MATCH($C193,'SISPSN 2023'!$J$3:$J$442,0)),\"\")","v":35.68},{"$f":"IFERROR(INDEX('SISPSN 2023'!M$3:M$442,MATCH($C193,'SISPSN 2023'!$J$3:$J$442,0)),\"\")","v":0.04},{"$f":"IFERROR(INDEX('SISPSN 2023'!N$3:N$442,MATCH($C193,'SISPSN 2023'!$J$3:$J$442,0)),\"\")","v":20175.38},{"$f":"IFERROR(INDEX('SISPSN 2023'!O$3:O$442,MATCH($C193,'SISPSN 2023'!$J$3:$J$442,0)),\"\")","v":22.12},{"$f":"IFERROR(INDEX('SISPSN 2023'!P$3:P$442,MATCH($C193,'SISPSN 2023'!$J$3:$J$442,0)),\"\")","v":20211.05},{"$f":"IFERROR(INDEX('SISPSN 2023'!Q$3:Q$442,MATCH($C193,'SISPSN 2023'!$J$3:$J$442,0)),\"\")","v":22.16},{"$f":"IFERROR(INDEX('SISPSN 2023'!R$3:R$442,MATCH($C193,'SISPSN 2023'!$J$3:$J$442,0)),\"\")","v":5.38},{"$f":"IFERROR(INDEX('SISPSN 2023'!S$3:S$442,MATCH($C193,'SISPSN 2023'!$J$3:$J$442,0)),\"\")","v":0},{"$f":"IFERROR(INDEX('SISPSN 2023'!T$3:T$442,MATCH($C193,'SISPSN 2023'!$J$3:$J$442,0)),\"\")","v":0.01},{"$f":"IFERROR(INDEX('SISPSN 2023'!U$3:U$442,MATCH($C193,'SISPSN 2023'!$J$3:$J$442,0)),\"\")","v":"P 2"},null,0.50697377253992471,1.9828723289471822E-4,0.11212220495514126,0.11232043661425996,2.9898691507107175E-5,0,{"$f":"IFERROR(PERCENTRANK(_xlfn._xlws.FILTER($AD$4:$AD$547,$AD$4:$AD$547<>\"\"),AD193),\"\")","v":""},0.13500000000000001,0.245,0.14899999999999999]
["Kalimantan Barat","Kalimantan Barat","Kab. Sekadau",214429,2022,null,"Kalimantan Barat","Kalimantan Barat","Sekadau","-","-","-",{"$error":"#VALUE!"},1,{"$f":"IFERROR(INDEX('SISPSN 2023'!H$3:H$442,MATCH($C194,'SISPSN 2023'!$J$3:$J$442,0)),\"\")","v":2023},{"$f":"IFERROR(INDEX('SISPSN 2023'!I$3:I$442,MATCH($C194,'SISPSN 2023'!$J$3:$J$442,0)),\"\")","v":"Kalimantan Barat"},{"$f":"IFERROR(INDEX('SISPSN 2023'!J$3:J$442,MATCH($C194,'SISPSN 2023'!$J$3:$J$442,0)),\"\")","v":"Kab. Sekadau"},{"$f":"IFERROR(INDEX('SISPSN 2023'!K$3:K$442,MATCH($C194,'SISPSN 2023'!$J$3:$J$442,0)),\"\")","v":32314.62},{"$f":"IFERROR(INDEX('SISPSN 2023'!L$3:L$442,MATCH($C194,'SISPSN 2023'!$J$3:$J$442,0)),\"\")","v":2095.15},{"$f":"IFERROR(INDEX('SISPSN 2023'!M$3:M$442,MATCH($C194,'SISPSN 2023'!$J$3:$J$442,0)),\"\")","v":6.48},{"$f":"IFERROR(INDEX('SISPSN 2023'!N$3:N$442,MATCH($C194,'SISPSN 2023'!$J$3:$J$442,0)),\"\")","v":6263.4},{"$f":"IFERROR(INDEX('SISPSN 2023'!O$3:O$442,MATCH($C194,'SISPSN 2023'!$J$3:$J$442,0)),\"\")","v":19.38},{"$f":"IFERROR(INDEX('SISPSN 2023'!P$3:P$442,MATCH($C194,'SISPSN 2023'!$J$3:$J$442,0)),\"\")","v":8358.5499999999993},{"$f":"IFERROR(INDEX('SISPSN 2023'!Q$3:Q$442,MATCH($C194,'SISPSN 2023'!$J$3:$J$442,0)),\"\")","v":25.87},{"$f":"IFERROR(INDEX('SISPSN 2023'!R$3:R$442,MATCH($C194,'SISPSN 2023'!$J$3:$J$442,0)),\"\")","v":162.43},{"$f":"IFERROR(INDEX('SISPSN 2023'!S$3:S$442,MATCH($C194,'SISPSN 2023'!$J$3:$J$442,0)),\"\")","v":0},{"$f":"IFERROR(INDEX('SISPSN 2023'!T$3:T$442,MATCH($C194,'SISPSN 2023'!$J$3:$J$442,0)),\"\")","v":0.5},{"$f":"IFERROR(INDEX('SISPSN 2023'!U$3:U$442,MATCH($C194,'SISPSN 2023'!$J$3:$J$442,0)),\"\")","v":"P 2"},null,0.41287888055930894,2.6769406126509802E-2,8.0026488954385841E-2,0.10679589508089563,2.0753428810008768E-3,0,{"$f":"IFERROR(PERCENTRANK(_xlfn._xlws.FILTER($AD$4:$AD$547,$AD$4:$AD$547<>\"\"),AD194),\"\")","v":""},0.46100000000000002,0.20899999999999999,0.26500000000000001]
["Kalimantan Barat","Kalimantan Barat","Kab. Sintang",426416,2022,null,"Kalimantan Barat","Kalimantan Barat","Sintang","-","-","-",{"$error":"#VALUE!"},1,{"$f":"IFERROR(INDEX('SISPSN 2023'!H$3:H$442,MATCH($C195,'SISPSN 2023'!$J$3:$J$442,0)),\"\")","v":2023},{"$f":"IFERROR(INDEX('SISPSN 2023'!I$3:I$442,MATCH($C195,'SISPSN 2023'!$J$3:$J$442,0)),\"\")","v":"Kalimantan Barat"},{"$f":"IFERROR(INDEX('SISPSN 2023'!J$3:J$442,MATCH($C195,'SISPSN 2023'!$J$3:$J$442,0)),\"\")","v":"Kab. Sintang"},{"$f":"IFERROR(INDEX('SISPSN 2023'!K$3:K$442,MATCH($C195,'SISPSN 2023'!$J$3:$J$442,0)),\"\")","v":129290.13},{"$f":"IFERROR(INDEX('SISPSN 2023'!L$3:L$442,MATCH($C195,'SISPSN 2023'!$J$3:$J$442,0)),\"\")","v":74.25},{"$f":"IFERROR(INDEX('SISPSN 2023'!M$3:M$442,MATCH($C195,'SISPSN 2023'!$J$3:$J$442,0)),\"\")","v":0.06},{"$f":"IFERROR(INDEX('SISPSN 2023'!N$3:N$442,MATCH($C195,'SISPSN 2023'!$J$3:$J$442,0)),\"\")","v":54538.3},{"$f":"IFERROR(INDEX('SISPSN 2023'!O$3:O$442,MATCH($C195,'SISPSN 2023'!$J$3:$J$442,0)),\"\")","v":42.18},{"$f":"IFERROR(INDEX('SISPSN 2023'!P$3:P$442,MATCH($C195,'SISPSN 2023'!$J$3:$J$442,0)),\"\")","v":54612.55},{"$f":"IFERROR(INDEX('SISPSN 2023'!Q$3:Q$442,MATCH($C195,'SISPSN 2023'!$J$3:$J$442,0)),\"\")","v":42.24},{"$f":"IFERROR(INDEX('SISPSN 2023'!R$3:R$442,MATCH($C195,'SISPSN 2023'!$J$3:$J$442,0)),\"\")","v":74.19},{"$f":"IFERROR(INDEX('SISPSN 2023'!S$3:S$442,MATCH($C195,'SISPSN 2023'!$J$3:$J$442,0)),\"\")","v":58.4},{"$f":"IFERROR(INDEX('SISPSN 2023'!T$3:T$442,MATCH($C195,'SISPSN 2023'!$J$3:$J$442,0)),\"\")","v":0.1},{"$f":"IFERROR(INDEX('SISPSN 2023'!U$3:U$442,MATCH($C195,'SISPSN 2023'!$J$3:$J$442,0)),\"\")","v":"P 2"},null,0.83069006380289512,4.7705681197292451E-4,0.35040899028179057,0.35088604709376348,4.7667131151880496E-4,3.752204420096807E-4,{"$f":"IFERROR(PERCENTRANK(_xlfn._xlws.FILTER($AD$4:$AD$547,$AD$4:$AD$547<>\"\"),AD195),\"\")","v":""},0.151,0.53,0.20899999999999999]
["Kalimantan Barat","total","total",5541376,2022,null,"Kalimantan Barat","total","Kalimantan Barat",68.989999999999995,69.709999999999994,70.47,0.32300000000000001,0,{"$f":"IFERROR(INDEX('SISPSN 2023'!H$3:H$442,MATCH($C196,'SISPSN 2023'!$J$3:$J$442,0)),\"\")","v":""},{"$f":"IFERROR(INDEX('SISPSN 2023'!I$3:I$442,MATCH($C196,'SISPSN 2023'!$J$3:$J$442,0)),\"\")","v":""},{"$f":"IFERROR(INDEX('SISPSN 2023'!J$3:J$442,MATCH($C196,'SISPSN 2023'!$J$3:$J$442,0)),\"\")","v":""},{"$f":"IFERROR(INDEX('SISPSN 2023'!K$3:K$442,MATCH($C196,'SISPSN 2023'!$J$3:$J$442,0)),\"\")","v":""},{"$f":"IFERROR(INDEX('SISPSN 2023'!L$3:L$442,MATCH($C196,'SISPSN 2023'!$J$3:$J$442,0)),\"\")","v":""},{"$f":"IFERROR(INDEX('SISPSN 2023'!M$3:M$442,MATCH($C196,'SISPSN 2023'!$J$3:$J$442,0)),\"\")","v":""},{"$f":"IFERROR(INDEX('SISPSN 2023'!N$3:N$442,MATCH($C196,'SISPSN 2023'!$J$3:$J$442,0)),\"\")","v":""},{"$f":"IFERROR(INDEX('SISPSN 2023'!O$3:O$442,MATCH($C196,'SISPSN 2023'!$J$3:$J$442,0)),\"\")","v":""},{"$f":"IFERROR(INDEX('SISPSN 2023'!P$3:P$442,MATCH($C196,'SISPSN 2023'!$J$3:$J$442,0)),\"\")","v":""},{"$f":"IFERROR(INDEX('SISPSN 2023'!Q$3:Q$442,MATCH($C196,'SISPSN 2023'!$J$3:$J$442,0)),\"\")","v":""},{"$f":"IFERROR(INDEX('SISPSN 2023'!R$3:R$442,MATCH($C196,'SISPSN 2023'!$J$3:$J$442,0)),\"\")","v":""},{"$f":"IFERROR(INDEX('SISPSN 2023'!S$3:S$442,MATCH($C196,'SISPSN 2023'!$J$3:$J$442,0)),\"\")","v":""},{"$f":"IFERROR(INDEX('SISPSN 2023'!T$3:T$442,MATCH($C196,'SISPSN 2023'!$J$3:$J$442,0)),\"\")","v":""},{"$f":"IFERROR(INDEX('SISPSN 2023'!U$3:U$442,MATCH($C196,'SISPSN 2023'!$J$3:$J$442,0)),\"\")","v":""},null,{"$error":"#VALUE!"},{"$error":"#VALUE!"},{"$error":"#VALUE!"},{"$error":"#VALUE!"},{"$error":"#VALUE!"},{"$error":"#VALUE!"},{"$f":"IFERROR(PERCENTRANK(_xlfn._xlws.FILTER($AD$4:$AD$547,$AD$4:$AD$547<>\"\"),AD196),\"\")","v":""},{"$error":"#VALUE!"},{"$error":"#VALUE!"},{"$error":"#VALUE!"}]
["Kalimantan Selatan","KALIMANTAN SELATAN","Kab. Balangan",136120,2023,null,"KALIMANTAN SELATAN","KALIMANTAN SELATAN","BALANGAN",71.58,72.2,72.97,{"$f":"PERCENTRANK($L$4:$L$548,L197)","v":0.54},{"$f":"IF(O197=\"\",0,1)","v":1},{"$f":"IFERROR(INDEX('SISPSN 2023'!H$3:H$442,MATCH($C197,'SISPSN 2023'!$J$3:$J$442,0)),\"\")","v":2023},{"$f":"IFERROR(INDEX('SISPSN 2023'!I$3:I$442,MATCH($C197,'SISPSN 2023'!$J$3:$J$442,0)),\"\")","v":"Kalimantan Selatan"},{"$f":"IFERROR(INDEX('SISPSN 2023'!J$3:J$442,MATCH($C197,'SISPSN 2023'!$J$3:$J$442,0)),\"\")","v":"Kab. Balangan"},{"$f":"IFERROR(INDEX('SISPSN 2023'!K$3:K$442,MATCH($C197,'SISPSN 2023'!$J$3:$J$442,0)),\"\")","v":21178.29},{"$f":"IFERROR(INDEX('SISPSN 2023'!L$3:L$442,MATCH($C197,'SISPSN 2023'!$J$3:$J$442,0)),\"\")","v":4249.97},{"$f":"IFERROR(INDEX('SISPSN 2023'!M$3:M$442,MATCH($C197,'SISPSN 2023'!$J$3:$J$442,0)),\"\")","v":20.07},{"$f":"IFERROR(INDEX('SISPSN 2023'!N$3:N$442,MATCH($C197,'SISPSN 2023'!$J$3:$J$442,0)),\"\")","v":15259.19},{"$f":"IFERROR(INDEX('SISPSN 2023'!O$3:O$442,MATCH($C197,'SISPSN 2023'!$J$3:$J$442,0)),\"\")","v":72.05},{"$f":"IFERROR(INDEX('SISPSN 2023'!P$3:P$442,MATCH($C197,'SISPSN 2023'!$J$3:$J$442,0)),\"\")","v":19509.16},{"$f":"IFERROR(INDEX('SISPSN 2023'!Q$3:Q$442,MATCH($C197,'SISPSN 2023'!$J$3:$J$442,0)),\"\")","v":92.12},{"$f":"IFERROR(INDEX('SISPSN 2023'!R$3:R$442,MATCH($C197,'SISPSN 2023'!$J$3:$J$442,0)),\"\")","v":4102.1899999999996},{"$f":"IFERROR(INDEX('SISPSN 2023'!S$3:S$442,MATCH($C197,'SISPSN 2023'!$J$3:$J$442,0)),\"\")","v":0},{"$f":"IFERROR(INDEX('SISPSN 2023'!T$3:T$442,MATCH($C197,'SISPSN 2023'!$J$3:$J$442,0)),\"\")","v":19.37},{"$f":"IFERROR(INDEX('SISPSN 2023'!U$3:U$442,MATCH($C197,'SISPSN 2023'!$J$3:$J$442,0)),\"\")","v":"P 2"},null,0.42626147758424277,8.5540357219053287E-2,0.307126065236556,0.39266642245560929,8.2565947049138735E-2,0,{"$f":"IFERROR(PERCENTRANK(_xlfn._xlws.FILTER($AD$4:$AD$547,$AD$4:$AD$547<>\"\"),AD197),\"\")","v":""},{"$f":"IF(ISBLANK(T197),\"\",PERCENTRANK($T$4:$T$547,T197))","v":0.81200000000000006},{"$f":"IF(ISBLANK(V197),\"\",PERCENTRANK($V$4:$V$547,V197))","v":0.80300000000000005},{"$f":"IF(ISBLANK(AA197),\"\",PERCENTRANK($AA$4:$AA$547,AA197))","v":0.82499999999999996}]
["Kalimantan Selatan","KALIMANTAN SELATAN","Kab. Banjar",591510,2023,null,"KALIMANTAN SELATAN","KALIMANTAN SELATAN","BANJAR",72.400000000000006,73.25,74.010000000000005,0.65500000000000003,1,{"$f":"IFERROR(INDEX('SISPSN 2023'!H$3:H$442,MATCH($C198,'SISPSN 2023'!$J$3:$J$442,0)),\"\")","v":2023},{"$f":"IFERROR(INDEX('SISPSN 2023'!I$3:I$442,MATCH($C198,'SISPSN 2023'!$J$3:$J$442,0)),\"\")","v":"Kalimantan Selatan"},{"$f":"IFERROR(INDEX('SISPSN 2023'!J$3:J$442,MATCH($C198,'SISPSN 2023'!$J$3:$J$442,0)),\"\")","v":"Kab. Banjar"},{"$f":"IFERROR(INDEX('SISPSN 2023'!K$3:K$442,MATCH($C198,'SISPSN 2023'!$J$3:$J$442,0)),\"\")","v":132335.31},{"$f":"IFERROR(INDEX('SISPSN 2023'!L$3:L$442,MATCH($C198,'SISPSN 2023'!$J$3:$J$442,0)),\"\")","v":8720.15},{"$f":"IFERROR(INDEX('SISPSN 2023'!M$3:M$442,MATCH($C198,'SISPSN 2023'!$J$3:$J$442,0)),\"\")","v":6.59},{"$f":"IFERROR(INDEX('SISPSN 2023'!N$3:N$442,MATCH($C198,'SISPSN 2023'!$J$3:$J$442,0)),\"\")","v":93164.43},{"$f":"IFERROR(INDEX('SISPSN 2023'!O$3:O$442,MATCH($C198,'SISPSN 2023'!$J$3:$J$442,0)),\"\")","v":70.400000000000006},{"$f":"IFERROR(INDEX('SISPSN 2023'!P$3:P$442,MATCH($C198,'SISPSN 2023'!$J$3:$J$442,0)),\"\")","v":101884.58},{"$f":"IFERROR(INDEX('SISPSN 2023'!Q$3:Q$442,MATCH($C198,'SISPSN 2023'!$J$3:$J$442,0)),\"\")","v":76.989999999999995},{"$f":"IFERROR(INDEX('SISPSN 2023'!R$3:R$442,MATCH($C198,'SISPSN 2023'!$J$3:$J$442,0)),\"\")","v":7979.17},{"$f":"IFERROR(INDEX('SISPSN 2023'!S$3:S$442,MATCH($C198,'SISPSN 2023'!$J$3:$J$442,0)),\"\")","v":89.43},{"$f":"IFERROR(INDEX('SISPSN 2023'!T$3:T$442,MATCH($C198,'SISPSN 2023'!$J$3:$J$442,0)),\"\")","v":6.1},{"$f":"IFERROR(INDEX('SISPSN 2023'!U$3:U$442,MATCH($C198,'SISPSN 2023'!$J$3:$J$442,0)),\"\")","v":"P 2"},null,0.61294397922382526,4.0389548642978508E-2,0.43151428327269215,0.4719038319156707,3.6957515047974503E-2,4.1421733974089528E-4,{"$f":"IFERROR(PERCENTRANK(_xlfn._xlws.FILTER($AD$4:$AD$547,$AD$4:$AD$547<>\"\"),AD198),\"\")","v":""},0.46400000000000002,0.76700000000000002,0.49399999999999999]
["Kalimantan Selatan","KALIMANTAN SELATAN","Kab. Barito Kuala",600640,2023,null,"KALIMANTAN SELATAN","KALIMANTAN SELATAN","BARITO KUALA",69.08,69.87,70.67,0.34,1,{"$f":"IFERROR(INDEX('SISPSN 2023'!H$3:H$442,MATCH($C199,'SISPSN 2023'!$J$3:$J$442,0)),\"\")","v":2023},{"$f":"IFERROR(INDEX('SISPSN 2023'!I$3:I$442,MATCH($C199,'SISPSN 2023'!$J$3:$J$442,0)),\"\")","v":"Kalimantan Selatan"},{"$f":"IFERROR(INDEX('SISPSN 2023'!J$3:J$442,MATCH($C199,'SISPSN 2023'!$J$3:$J$442,0)),\"\")","v":"Kab. Barito Kuala"},{"$f":"IFERROR(INDEX('SISPSN 2023'!K$3:K$442,MATCH($C199,'SISPSN 2023'!$J$3:$J$442,0)),\"\")","v":36061.31},{"$f":"IFERROR(INDEX('SISPSN 2023'!L$3:L$442,MATCH($C199,'SISPSN 2023'!$J$3:$J$442,0)),\"\")","v":10029.09},{"$f":"IFERROR(INDEX('SISPSN 2023'!M$3:M$442,MATCH($C199,'SISPSN 2023'!$J$3:$J$442,0)),\"\")","v":27.81},{"$f":"IFERROR(INDEX('SISPSN 2023'!N$3:N$442,MATCH($C199,'SISPSN 2023'!$J$3:$J$442,0)),\"\")","v":17757.25},{"$f":"IFERROR(INDEX('SISPSN 2023'!O$3:O$442,MATCH($C199,'SISPSN 2023'!$J$3:$J$442,0)),\"\")","v":49.24},{"$f":"IFERROR(INDEX('SISPSN 2023'!P$3:P$442,MATCH($C199,'SISPSN 2023'!$J$3:$J$442,0)),\"\")","v":27786.34},{"$f":"IFERROR(INDEX('SISPSN 2023'!Q$3:Q$442,MATCH($C199,'SISPSN 2023'!$J$3:$J$442,0)),\"\")","v":77.05},{"$f":"IFERROR(INDEX('SISPSN 2023'!R$3:R$442,MATCH($C199,'SISPSN 2023'!$J$3:$J$442,0)),\"\")","v":8200.99},{"$f":"IFERROR(INDEX('SISPSN 2023'!S$3:S$442,MATCH($C199,'SISPSN 2023'!$J$3:$J$442,0)),\"\")","v":1697.25},{"$f":"IFERROR(INDEX('SISPSN 2023'!T$3:T$442,MATCH($C199,'SISPSN 2023'!$J$3:$J$442,0)),\"\")","v":27.45},{"$f":"IFERROR(INDEX('SISPSN 2023'!U$3:U$442,MATCH($C199,'SISPSN 2023'!$J$3:$J$442,0)),\"\")","v":"P 2"},null,0.164488062048883,4.5746135628845219E-2,8.0996936600958983E-2,0.12674307222980419,3.7407541544726725E-2,7.7417421417155033E-3,{"$f":"IFERROR(PERCENTRANK(_xlfn._xlws.FILTER($AD$4:$AD$547,$AD$4:$AD$547<>\"\"),AD199),\"\")","v":""},0.96399999999999997,0.57999999999999996,0.94399999999999995]
["Kalimantan Selatan","KALIMANTAN SELATAN","Kab. Hulu Sungai Selatan",235980,2023,null,"KALIMANTAN SELATAN","KALIMANTAN SELATAN","HULU SUNGAI SELATAN",71.930000000000007,72.47,73.209999999999994,0.56899999999999995,1,{"$f":"IFERROR(INDEX('SISPSN 2023'!H$3:H$442,MATCH($C200,'SISPSN 2023'!$J$3:$J$442,0)),\"\")","v":2023},{"$f":"IFERROR(INDEX('SISPSN 2023'!I$3:I$442,MATCH($C200,'SISPSN 2023'!$J$3:$J$442,0)),\"\")","v":"Kalimantan Selatan"},{"$f":"IFERROR(INDEX('SISPSN 2023'!J$3:J$442,MATCH($C200,'SISPSN 2023'!$J$3:$J$442,0)),\"\")","v":"Kab. Hulu Sungai Selatan"},{"$f":"IFERROR(INDEX('SISPSN 2023'!K$3:K$442,MATCH($C200,'SISPSN 2023'!$J$3:$J$442,0)),\"\")","v":35506.76},{"$f":"IFERROR(INDEX('SISPSN 2023'!L$3:L$442,MATCH($C200,'SISPSN 2023'!$J$3:$J$442,0)),\"\")","v":7725.25},{"$f":"IFERROR(INDEX('SISPSN 2023'!M$3:M$442,MATCH($C200,'SISPSN 2023'!$J$3:$J$442,0)),\"\")","v":21.76},{"$f":"IFERROR(INDEX('SISPSN 2023'!N$3:N$442,MATCH($C200,'SISPSN 2023'!$J$3:$J$442,0)),\"\")","v":19076.73},{"$f":"IFERROR(INDEX('SISPSN 2023'!O$3:O$442,MATCH($C200,'SISPSN 2023'!$J$3:$J$442,0)),\"\")","v":53.73},{"$f":"IFERROR(INDEX('SISPSN 2023'!P$3:P$442,MATCH($C200,'SISPSN 2023'!$J$3:$J$442,0)),\"\")","v":26801.97},{"$f":"IFERROR(INDEX('SISPSN 2023'!Q$3:Q$442,MATCH($C200,'SISPSN 2023'!$J$3:$J$442,0)),\"\")","v":75.48},{"$f":"IFERROR(INDEX('SISPSN 2023'!R$3:R$442,MATCH($C200,'SISPSN 2023'!$J$3:$J$442,0)),\"\")","v":2714.16},{"$f":"IFERROR(INDEX('SISPSN 2023'!S$3:S$442,MATCH($C200,'SISPSN 2023'!$J$3:$J$442,0)),\"\")","v":2469.23},{"$f":"IFERROR(INDEX('SISPSN 2023'!T$3:T$442,MATCH($C200,'SISPSN 2023'!$J$3:$J$442,0)),\"\")","v":14.6},{"$f":"IFERROR(INDEX('SISPSN 2023'!U$3:U$442,MATCH($C200,'SISPSN 2023'!$J$3:$J$442,0)),\"\")","v":"P 2"},null,0.41223321688510867,8.969009447050888E-2,0.22148069200199225,0.31117067037257629,3.1511377212138945E-2,2.8667741751971086E-2,{"$f":"IFERROR(PERCENTRANK(_xlfn._xlws.FILTER($AD$4:$AD$547,$AD$4:$AD$547<>\"\"),AD200),\"\")","v":""},0.83399999999999996,0.61299999999999999,0.68700000000000006]
["Kalimantan Selatan","KALIMANTAN SELATAN","Kab. Hulu Sungai Tengah",266200,2023,null,"KALIMANTAN SELATAN","KALIMANTAN SELATAN","HULU SUNGAI TENGAH",71.67,72.319999999999993,72.760000000000005,0.52100000000000002,1,{"$f":"IFERROR(INDEX('SISPSN 2023'!H$3:H$442,MATCH($C201,'SISPSN 2023'!$J$3:$J$442,0)),\"\")","v":2023},{"$f":"IFERROR(INDEX('SISPSN 2023'!I$3:I$442,MATCH($C201,'SISPSN 2023'!$J$3:$J$442,0)),\"\")","v":"Kalimantan Selatan"},{"$f":"IFERROR(INDEX('SISPSN 2023'!J$3:J$442,MATCH($C201,'SISPSN 2023'!$J$3:$J$442,0)),\"\")","v":"Kab. Hulu Sungai Tengah"},{"$f":"IFERROR(INDEX('SISPSN 2023'!K$3:K$442,MATCH($C201,'SISPSN 2023'!$J$3:$J$442,0)),\"\")","v":38406.910000000003},{"$f":"IFERROR(INDEX('SISPSN 2023'!L$3:L$442,MATCH($C201,'SISPSN 2023'!$J$3:$J$442,0)),\"\")","v":8785.31},{"$f":"IFERROR(INDEX('SISPSN 2023'!M$3:M$442,MATCH($C201,'SISPSN 2023'!$J$3:$J$442,0)),\"\")","v":22.87},{"$f":"IFERROR(INDEX('SISPSN 2023'!N$3:N$442,MATCH($C201,'SISPSN 2023'!$J$3:$J$442,0)),\"\")","v":23981.33},{"$f":"IFERROR(INDEX('SISPSN 2023'!O$3:O$442,MATCH($C201,'SISPSN 2023'!$J$3:$J$442,0)),\"\")","v":62.44},{"$f":"IFERROR(INDEX('SISPSN 2023'!P$3:P$442,MATCH($C201,'SISPSN 2023'!$J$3:$J$442,0)),\"\")","v":32766.63},{"$f":"IFERROR(INDEX('SISPSN 2023'!Q$3:Q$442,MATCH($C201,'SISPSN 2023'!$J$3:$J$442,0)),\"\")","v":85.31},{"$f":"IFERROR(INDEX('SISPSN 2023'!R$3:R$442,MATCH($C201,'SISPSN 2023'!$J$3:$J$442,0)),\"\")","v":8143.01},{"$f":"IFERROR(INDEX('SISPSN 2023'!S$3:S$442,MATCH($C201,'SISPSN 2023'!$J$3:$J$442,0)),\"\")","v":348.67},{"$f":"IFERROR(INDEX('SISPSN 2023'!T$3:T$442,MATCH($C201,'SISPSN 2023'!$J$3:$J$442,0)),\"\")","v":22.11},{"$f":"IFERROR(INDEX('SISPSN 2023'!U$3:U$442,MATCH($C201,'SISPSN 2023'!$J$3:$J$442,0)),\"\")","v":"P 2"},null,0.39528328684787417,9.0418266212447126E-2,0.24681545444253469,0.3372336177351461,8.3807725162870633E-2,3.5885059127445632E-3,{"$f":"IFERROR(PERCENTRANK(_xlfn._xlws.FILTER($AD$4:$AD$547,$AD$4:$AD$547<>\"\"),AD201),\"\")","v":""},0.85599999999999998,0.69,0.85899999999999999]
["Kalimantan Selatan","KALIMANTAN SELATAN","HULU SUNGAI UTARA",234510,2023,null,"KALIMANTAN SELATAN","KALIMANTAN SELATAN","HULU SUNGAI UTARA",69.63,70.33,71.12,0.375,0,{"$f":"IFERROR(INDEX('SISPSN 2023'!H$3:H$442,MATCH($C202,'SISPSN 2023'!$J$3:$J$442,0)),\"\")","v":""},{"$f":"IFERROR(INDEX('SISPSN 2023'!I$3:I$442,MATCH($C202,'SISPSN 2023'!$J$3:$J$442,0)),\"\")","v":""},{"$f":"IFERROR(INDEX('SISPSN 2023'!J$3:J$442,MATCH($C202,'SISPSN 2023'!$J$3:$J$442,0)),\"\")","v":""},{"$f":"IFERROR(INDEX('SISPSN 2023'!K$3:K$442,MATCH($C202,'SISPSN 2023'!$J$3:$J$442,0)),\"\")","v":""},{"$f":"IFERROR(INDEX('SISPSN 2023'!L$3:L$442,MATCH($C202,'SISPSN 2023'!$J$3:$J$442,0)),\"\")","v":""},{"$f":"IFERROR(INDEX('SISPSN 2023'!M$3:M$442,MATCH($C202,'SISPSN 2023'!$J$3:$J$442,0)),\"\")","v":""},{"$f":"IFERROR(INDEX('SISPSN 2023'!N$3:N$442,MATCH($C202,'SISPSN 2023'!$J$3:$J$442,0)),\"\")","v":""},{"$f":"IFERROR(INDEX('SISPSN 2023'!O$3:O$442,MATCH($C202,'SISPSN 2023'!$J$3:$J$442,0)),\"\")","v":""},{"$f":"IFERROR(INDEX('SISPSN 2023'!P$3:P$442,MATCH($C202,'SISPSN 2023'!$J$3:$J$442,0)),\"\")","v":""},{"$f":"IFERROR(INDEX('SISPSN 2023'!Q$3:Q$442,MATCH($C202,'SISPSN 2023'!$J$3:$J$442,0)),\"\")","v":""},{"$f":"IFERROR(INDEX('SISPSN 2023'!R$3:R$442,MATCH($C202,'SISPSN 2023'!$J$3:$J$442,0)),\"\")","v":""},{"$f":"IFERROR(INDEX('SISPSN 2023'!S$3:S$442,MATCH($C202,'SISPSN 2023'!$J$3:$J$442,0)),\"\")","v":""},{"$f":"IFERROR(INDEX('SISPSN 2023'!T$3:T$442,MATCH($C202,'SISPSN 2023'!$J$3:$J$442,0)),\"\")","v":""},{"$f":"IFERROR(INDEX('SISPSN 2023'!U$3:U$442,MATCH($C202,'SISPSN 2023'!$J$3:$J$442,0)),\"\")","v":""},null,{"$error":"#VALUE!"},{"$error":"#VALUE!"},{"$error":"#VALUE!"},{"$error":"#VALUE!"},{"$error":"#VALUE!"},{"$error":"#VALUE!"},{"$f":"IFERROR(PERCENTRANK(_xlfn._xlws.FILTER($AD$4:$AD$547,$AD$4:$AD$547<>\"\"),AD202),\"\")","v":""},{"$error":"#VALUE!"},{"$error":"#VALUE!"},{"$error":"#VALUE!"}]
["Kalimantan Selatan","KALIMANTAN SELATAN","KOTA BANJAR BARU",268110,2023,null,"KALIMANTAN SELATAN","KALIMANTAN SELATAN","KOTA BANJAR BARU",80.41,80.819999999999993,81.25,0.93799999999999994,0,{"$f":"IFERROR(INDEX('SISPSN 2023'!H$3:H$442,MATCH($C203,'SISPSN 2023'!$J$3:$J$442,0)),\"\")","v":""},{"$f":"IFERROR(INDEX('SISPSN 2023'!I$3:I$442,MATCH($C203,'SISPSN 2023'!$J$3:$J$442,0)),\"\")","v":""},{"$f":"IFERROR(INDEX('SISPSN 2023'!J$3:J$442,MATCH($C203,'SISPSN 2023'!$J$3:$J$442,0)),\"\")","v":""},{"$f":"IFERROR(INDEX('SISPSN 2023'!K$3:K$442,MATCH($C203,'SISPSN 2023'!$J$3:$J$442,0)),\"\")","v":""},{"$f":"IFERROR(INDEX('SISPSN 2023'!L$3:L$442,MATCH($C203,'SISPSN 2023'!$J$3:$J$442,0)),\"\")","v":""},{"$f":"IFERROR(INDEX('SISPSN 2023'!M$3:M$442,MATCH($C203,'SISPSN 2023'!$J$3:$J$442,0)),\"\")","v":""},{"$f":"IFERROR(INDEX('SISPSN 2023'!N$3:N$442,MATCH($C203,'SISPSN 2023'!$J$3:$J$442,0)),\"\")","v":""},{"$f":"IFERROR(INDEX('SISPSN 2023'!O$3:O$442,MATCH($C203,'SISPSN 2023'!$J$3:$J$442,0)),\"\")","v":""},{"$f":"IFERROR(INDEX('SISPSN 2023'!P$3:P$442,MATCH($C203,'SISPSN 2023'!$J$3:$J$442,0)),\"\")","v":""},{"$f":"IFERROR(INDEX('SISPSN 2023'!Q$3:Q$442,MATCH($C203,'SISPSN 2023'!$J$3:$J$442,0)),\"\")","v":""},{"$f":"IFERROR(INDEX('SISPSN 2023'!R$3:R$442,MATCH($C203,'SISPSN 2023'!$J$3:$J$442,0)),\"\")","v":""},{"$f":"IFERROR(INDEX('SISPSN 2023'!S$3:S$442,MATCH($C203,'SISPSN 2023'!$J$3:$J$442,0)),\"\")","v":""},{"$f":"IFERROR(INDEX('SISPSN 2023'!T$3:T$442,MATCH($C203,'SISPSN 2023'!$J$3:$J$442,0)),\"\")","v":""},{"$f":"IFERROR(INDEX('SISPSN 2023'!U$3:U$442,MATCH($C203,'SISPSN 2023'!$J$3:$J$442,0)),\"\")","v":""},null,{"$error":"#VALUE!"},{"$error":"#VALUE!"},{"$error":"#VALUE!"},{"$error":"#VALUE!"},{"$error":"#VALUE!"},{"$error":"#VALUE!"},{"$f":"IFERROR(PERCENTRANK(_xlfn._xlws.FILTER($AD$4:$AD$547,$AD$4:$AD$547<>\"\"),AD203),\"\")","v":""},{"$error":"#VALUE!"},{"$error":"#VALUE!"},{"$error":"#VALUE!"}]
["Kalimantan Selatan","KALIMANTAN SELATAN","Kota Banjarmasin",666440,2023,null,"KALIMANTAN SELATAN","KALIMANTAN SELATAN","KOTA BANJARMASIN",79.09,79.459999999999994,79.98,0.89800000000000002,1,{"$f":"IFERROR(INDEX('SISPSN 2023'!H$3:H$442,MATCH($C204,'SISPSN 2023'!$J$3:$J$442,0)),\"\")","v":2023},{"$f":"IFERROR(INDEX('SISPSN 2023'!I$3:I$442,MATCH($C204,'SISPSN 2023'!$J$3:$J$442,0)),\"\")","v":"Kalimantan Selatan"},{"$f":"IFERROR(INDEX('SISPSN 2023'!J$3:J$442,MATCH($C204,'SISPSN 2023'!$J$3:$J$442,0)),\"\")","v":"Kota Banjarmasin"},{"$f":"IFERROR(INDEX('SISPSN 2023'!K$3:K$442,MATCH($C204,'SISPSN 2023'!$J$3:$J$442,0)),\"\")","v":170275.42},{"$f":"IFERROR(INDEX('SISPSN 2023'!L$3:L$442,MATCH($C204,'SISPSN 2023'!$J$3:$J$442,0)),\"\")","v":43309.78},{"$f":"IFERROR(INDEX('SISPSN 2023'!M$3:M$442,MATCH($C204,'SISPSN 2023'!$J$3:$J$442,0)),\"\")","v":25.44},{"$f":"IFERROR(INDEX('SISPSN 2023'!N$3:N$442,MATCH($C204,'SISPSN 2023'!$J$3:$J$442,0)),\"\")","v":123197.44},{"$f":"IFERROR(INDEX('SISPSN 2023'!O$3:O$442,MATCH($C204,'SISPSN 2023'!$J$3:$J$442,0)),\"\")","v":72.349999999999994},{"$f":"IFERROR(INDEX('SISPSN 2023'!P$3:P$442,MATCH($C204,'SISPSN 2023'!$J$3:$J$442,0)),\"\")","v":166507.21},{"$f":"IFERROR(INDEX('SISPSN 2023'!Q$3:Q$442,MATCH($C204,'SISPSN 2023'!$J$3:$J$442,0)),\"\")","v":97.79},{"$f":"IFERROR(INDEX('SISPSN 2023'!R$3:R$442,MATCH($C204,'SISPSN 2023'!$J$3:$J$442,0)),\"\")","v":37151.339999999997},{"$f":"IFERROR(INDEX('SISPSN 2023'!S$3:S$442,MATCH($C204,'SISPSN 2023'!$J$3:$J$442,0)),\"\")","v":2017.44},{"$f":"IFERROR(INDEX('SISPSN 2023'!T$3:T$442,MATCH($C204,'SISPSN 2023'!$J$3:$J$442,0)),\"\")","v":23},{"$f":"IFERROR(INDEX('SISPSN 2023'!U$3:U$442,MATCH($C204,'SISPSN 2023'!$J$3:$J$442,0)),\"\")","v":"P 2"},null,0.7,0.17804593287745232,0.50646304675096376,0.68450893851854833,0.1527286674729682,8.2936691625837729E-3,{"$f":"IFERROR(PERCENTRANK(_xlfn._xlws.FILTER($AD$4:$AD$547,$AD$4:$AD$547<>\"\"),AD204),\"\")","v":""},0.90800000000000003,0.81699999999999995,0.88600000000000001]
["Kalimantan Selatan","KALIMANTAN SELATAN","Kab. Kotabaru",339060,2023,null,"KALIMANTAN SELATAN","KALIMANTAN SELATAN","KOTABARU",70.94,71.569999999999993,72.010000000000005,0.45300000000000001,1,{"$f":"IFERROR(INDEX('SISPSN 2023'!H$3:H$442,MATCH($C205,'SISPSN 2023'!$J$3:$J$442,0)),\"\")","v":2023},{"$f":"IFERROR(INDEX('SISPSN 2023'!I$3:I$442,MATCH($C205,'SISPSN 2023'!$J$3:$J$442,0)),\"\")","v":"Kalimantan Selatan"},{"$f":"IFERROR(INDEX('SISPSN 2023'!J$3:J$442,MATCH($C205,'SISPSN 2023'!$J$3:$J$442,0)),\"\")","v":"Kab. Kotabaru"},{"$f":"IFERROR(INDEX('SISPSN 2023'!K$3:K$442,MATCH($C205,'SISPSN 2023'!$J$3:$J$442,0)),\"\")","v":67082.22},{"$f":"IFERROR(INDEX('SISPSN 2023'!L$3:L$442,MATCH($C205,'SISPSN 2023'!$J$3:$J$442,0)),\"\")","v":958.34},{"$f":"IFERROR(INDEX('SISPSN 2023'!M$3:M$442,MATCH($C205,'SISPSN 2023'!$J$3:$J$442,0)),\"\")","v":1.43},{"$f":"IFERROR(INDEX('SISPSN 2023'!N$3:N$442,MATCH($C205,'SISPSN 2023'!$J$3:$J$442,0)),\"\")","v":16012.55},{"$f":"IFERROR(INDEX('SISPSN 2023'!O$3:O$442,MATCH($C205,'SISPSN 2023'!$J$3:$J$442,0)),\"\")","v":23.87},{"$f":"IFERROR(INDEX('SISPSN 2023'!P$3:P$442,MATCH($C205,'SISPSN 2023'!$J$3:$J$442,0)),\"\")","v":16970.89},{"$f":"IFERROR(INDEX('SISPSN 2023'!Q$3:Q$442,MATCH($C205,'SISPSN 2023'!$J$3:$J$442,0)),\"\")","v":25.3},{"$f":"IFERROR(INDEX('SISPSN 2023'!R$3:R$442,MATCH($C205,'SISPSN 2023'!$J$3:$J$442,0)),\"\")","v":932.05},{"$f":"IFERROR(INDEX('SISPSN 2023'!S$3:S$442,MATCH($C205,'SISPSN 2023'!$J$3:$J$442,0)),\"\")","v":7.3},{"$f":"IFERROR(INDEX('SISPSN 2023'!T$3:T$442,MATCH($C205,'SISPSN 2023'!$J$3:$J$442,0)),\"\")","v":1.4},{"$f":"IFERROR(INDEX('SISPSN 2023'!U$3:U$442,MATCH($C205,'SISPSN 2023'!$J$3:$J$442,0)),\"\")","v":"P 2"},null,0.54204832215415866,7.7437298445581625E-3,0.12938712912168937,0.13713085896624755,7.5312972448404892E-3,5.8986610039521029E-5,{"$f":"IFERROR(PERCENTRANK(_xlfn._xlws.FILTER($AD$4:$AD$547,$AD$4:$AD$547<>\"\"),AD205),\"\")","v":""},0.27600000000000002,0.27,0.32300000000000001]
["Kalimantan Selatan","KALIMANTAN SELATAN","Kab. Tabalong",263400,2023,null,"KALIMANTAN SELATAN","KALIMANTAN SELATAN","TABALONG",74.25,74.819999999999993,75.430000000000007,0.76700000000000002,1,{"$f":"IFERROR(INDEX('SISPSN 2023'!H$3:H$442,MATCH($C206,'SISPSN 2023'!$J$3:$J$442,0)),\"\")","v":2023},{"$f":"IFERROR(INDEX('SISPSN 2023'!I$3:I$442,MATCH($C206,'SISPSN 2023'!$J$3:$J$442,0)),\"\")","v":"Kalimantan Selatan"},{"$f":"IFERROR(INDEX('SISPSN 2023'!J$3:J$442,MATCH($C206,'SISPSN 2023'!$J$3:$J$442,0)),\"\")","v":"Kab. Tabalong"},{"$f":"IFERROR(INDEX('SISPSN 2023'!K$3:K$442,MATCH($C206,'SISPSN 2023'!$J$3:$J$442,0)),\"\")","v":42926.74},{"$f":"IFERROR(INDEX('SISPSN 2023'!L$3:L$442,MATCH($C206,'SISPSN 2023'!$J$3:$J$442,0)),\"\")","v":4689.9799999999996},{"$f":"IFERROR(INDEX('SISPSN 2023'!M$3:M$442,MATCH($C206,'SISPSN 2023'!$J$3:$J$442,0)),\"\")","v":10.93},{"$f":"IFERROR(INDEX('SISPSN 2023'!N$3:N$442,MATCH($C206,'SISPSN 2023'!$J$3:$J$442,0)),\"\")","v":35912.35},{"$f":"IFERROR(INDEX('SISPSN 2023'!O$3:O$442,MATCH($C206,'SISPSN 2023'!$J$3:$J$442,0)),\"\")","v":83.66},{"$f":"IFERROR(INDEX('SISPSN 2023'!P$3:P$442,MATCH($C206,'SISPSN 2023'!$J$3:$J$442,0)),\"\")","v":40602.33},{"$f":"IFERROR(INDEX('SISPSN 2023'!Q$3:Q$442,MATCH($C206,'SISPSN 2023'!$J$3:$J$442,0)),\"\")","v":94.59},{"$f":"IFERROR(INDEX('SISPSN 2023'!R$3:R$442,MATCH($C206,'SISPSN 2023'!$J$3:$J$442,0)),\"\")","v":2851.24},{"$f":"IFERROR(INDEX('SISPSN 2023'!S$3:S$442,MATCH($C206,'SISPSN 2023'!$J$3:$J$442,0)),\"\")","v":51.1},{"$f":"IFERROR(INDEX('SISPSN 2023'!T$3:T$442,MATCH($C206,'SISPSN 2023'!$J$3:$J$442,0)),\"\")","v":6.76},{"$f":"IFERROR(INDEX('SISPSN 2023'!U$3:U$442,MATCH($C206,'SISPSN 2023'!$J$3:$J$442,0)),\"\")","v":"P 2"},null,0.446497748099146,4.8782309316524684E-2,0.37353834472285496,0.42232065403937963,2.9656858156249674E-2,5.3151100987091878E-4,{"$f":"IFERROR(PERCENTRANK(_xlfn._xlws.FILTER($AD$4:$AD$547,$AD$4:$AD$547<>\"\"),AD206),\"\")","v":""},0.55200000000000005,0.96599999999999997,0.51300000000000001]
["Kalimantan Selatan","KALIMANTAN SELATAN","Kab. Tanah Bumbu",337330,2023,null,"KALIMANTAN SELATAN","KALIMANTAN SELATAN","TANAH BUMBU",72.55,73.34,73.86,0.63500000000000001,1,{"$f":"IFERROR(INDEX('SISPSN 2023'!H$3:H$442,MATCH($C207,'SISPSN 2023'!$J$3:$J$442,0)),\"\")","v":2023},{"$f":"IFERROR(INDEX('SISPSN 2023'!I$3:I$442,MATCH($C207,'SISPSN 2023'!$J$3:$J$442,0)),\"\")","v":"Kalimantan Selatan"},{"$f":"IFERROR(INDEX('SISPSN 2023'!J$3:J$442,MATCH($C207,'SISPSN 2023'!$J$3:$J$442,0)),\"\")","v":"Kab. Tanah Bumbu"},{"$f":"IFERROR(INDEX('SISPSN 2023'!K$3:K$442,MATCH($C207,'SISPSN 2023'!$J$3:$J$442,0)),\"\")","v":62732.73},{"$f":"IFERROR(INDEX('SISPSN 2023'!L$3:L$442,MATCH($C207,'SISPSN 2023'!$J$3:$J$442,0)),\"\")","v":10695.95},{"$f":"IFERROR(INDEX('SISPSN 2023'!M$3:M$442,MATCH($C207,'SISPSN 2023'!$J$3:$J$442,0)),\"\")","v":17.05},{"$f":"IFERROR(INDEX('SISPSN 2023'!N$3:N$442,MATCH($C207,'SISPSN 2023'!$J$3:$J$442,0)),\"\")","v":48044.95},{"$f":"IFERROR(INDEX('SISPSN 2023'!O$3:O$442,MATCH($C207,'SISPSN 2023'!$J$3:$J$442,0)),\"\")","v":76.59},{"$f":"IFERROR(INDEX('SISPSN 2023'!P$3:P$442,MATCH($C207,'SISPSN 2023'!$J$3:$J$442,0)),\"\")","v":58740.9},{"$f":"IFERROR(INDEX('SISPSN 2023'!Q$3:Q$442,MATCH($C207,'SISPSN 2023'!$J$3:$J$442,0)),\"\")","v":93.64},{"$f":"IFERROR(INDEX('SISPSN 2023'!R$3:R$442,MATCH($C207,'SISPSN 2023'!$J$3:$J$442,0)),\"\")","v":10637.22},{"$f":"IFERROR(INDEX('SISPSN 2023'!S$3:S$442,MATCH($C207,'SISPSN 2023'!$J$3:$J$442,0)),\"\")","v":0},{"$f":"IFERROR(INDEX('SISPSN 2023'!T$3:T$442,MATCH($C207,'SISPSN 2023'!$J$3:$J$442,0)),\"\")","v":16.96},{"$f":"IFERROR(INDEX('SISPSN 2023'!U$3:U$442,MATCH($C207,'SISPSN 2023'!$J$3:$J$442,0)),\"\")","v":"P 2"},null,0.5095025439500932,8.6870342402809497E-2,0.39021136572495774,0.47708170812776729,8.6393349222276955E-2,0,{"$f":"IFERROR(PERCENTRANK(_xlfn._xlws.FILTER($AD$4:$AD$547,$AD$4:$AD$547<>\"\"),AD207),\"\")","v":""},0.73399999999999999,0.89700000000000002,0.754]
["Kalimantan Selatan","KALIMANTAN SELATAN","Kab. Tanah Laut",360930,2023,null,"KALIMANTAN SELATAN","KALIMANTAN SELATAN","TANAH LAUT",71.86,72.33,72.98,0.54200000000000004,1,{"$f":"IFERROR(INDEX('SISPSN 2023'!H$3:H$442,MATCH($C208,'SISPSN 2023'!$J$3:$J$442,0)),\"\")","v":2023},{"$f":"IFERROR(INDEX('SISPSN 2023'!I$3:I$442,MATCH($C208,'SISPSN 2023'!$J$3:$J$442,0)),\"\")","v":"Kalimantan Selatan"},{"$f":"IFERROR(INDEX('SISPSN 2023'!J$3:J$442,MATCH($C208,'SISPSN 2023'!$J$3:$J$442,0)),\"\")","v":"Kab. Tanah Laut"},{"$f":"IFERROR(INDEX('SISPSN 2023'!K$3:K$442,MATCH($C208,'SISPSN 2023'!$J$3:$J$442,0)),\"\")","v":52712.42},{"$f":"IFERROR(INDEX('SISPSN 2023'!L$3:L$442,MATCH($C208,'SISPSN 2023'!$J$3:$J$442,0)),\"\")","v":5553.96},{"$f":"IFERROR(INDEX('SISPSN 2023'!M$3:M$442,MATCH($C208,'SISPSN 2023'!$J$3:$J$442,0)),\"\")","v":10.54},{"$f":"IFERROR(INDEX('SISPSN 2023'!N$3:N$442,MATCH($C208,'SISPSN 2023'!$J$3:$J$442,0)),\"\")","v":15421.25},{"$f":"IFERROR(INDEX('SISPSN 2023'!O$3:O$442,MATCH($C208,'SISPSN 2023'!$J$3:$J$442,0)),\"\")","v":29.26},{"$f":"IFERROR(INDEX('SISPSN 2023'!P$3:P$442,MATCH($C208,'SISPSN 2023'!$J$3:$J$442,0)),\"\")","v":20975.21},{"$f":"IFERROR(INDEX('SISPSN 2023'!Q$3:Q$442,MATCH($C208,'SISPSN 2023'!$J$3:$J$442,0)),\"\")","v":39.79},{"$f":"IFERROR(INDEX('SISPSN 2023'!R$3:R$442,MATCH($C208,'SISPSN 2023'!$J$3:$J$442,0)),\"\")","v":104.43},{"$f":"IFERROR(INDEX('SISPSN 2023'!S$3:S$442,MATCH($C208,'SISPSN 2023'!$J$3:$J$442,0)),\"\")","v":0},{"$f":"IFERROR(INDEX('SISPSN 2023'!T$3:T$442,MATCH($C208,'SISPSN 2023'!$J$3:$J$442,0)),\"\")","v":0.2},{"$f":"IFERROR(INDEX('SISPSN 2023'!U$3:U$442,MATCH($C208,'SISPSN 2023'!$J$3:$J$442,0)),\"\")","v":"P 2"},null,0.40012630992462772,4.2158670011147002E-2,0.11705870944504475,0.15921737945619174,7.927010474083504E-4,0,{"$f":"IFERROR(PERCENTRANK(_xlfn._xlws.FILTER($AD$4:$AD$547,$AD$4:$AD$547<>\"\"),AD208),\"\")","v":""},0.54400000000000004,0.35299999999999998,0.23400000000000001]
["Kalimantan Selatan","KALIMANTAN SELATAN","Kab. Tapin",196470,2023,null,"KALIMANTAN SELATAN","KALIMANTAN SELATAN","TAPIN",71.900000000000006,72.61,73.52,0.60799999999999998,1,{"$f":"IFERROR(INDEX('SISPSN 2023'!H$3:H$442,MATCH($C209,'SISPSN 2023'!$J$3:$J$442,0)),\"\")","v":2023},{"$f":"IFERROR(INDEX('SISPSN 2023'!I$3:I$442,MATCH($C209,'SISPSN 2023'!$J$3:$J$442,0)),\"\")","v":"Kalimantan Selatan"},{"$f":"IFERROR(INDEX('SISPSN 2023'!J$3:J$442,MATCH($C209,'SISPSN 2023'!$J$3:$J$442,0)),\"\")","v":"Kab. Tapin"},{"$f":"IFERROR(INDEX('SISPSN 2023'!K$3:K$442,MATCH($C209,'SISPSN 2023'!$J$3:$J$442,0)),\"\")","v":30566.12},{"$f":"IFERROR(INDEX('SISPSN 2023'!L$3:L$442,MATCH($C209,'SISPSN 2023'!$J$3:$J$442,0)),\"\")","v":5117.46},{"$f":"IFERROR(INDEX('SISPSN 2023'!M$3:M$442,MATCH($C209,'SISPSN 2023'!$J$3:$J$442,0)),\"\")","v":16.739999999999998},{"$f":"IFERROR(INDEX('SISPSN 2023'!N$3:N$442,MATCH($C209,'SISPSN 2023'!$J$3:$J$442,0)),\"\")","v":17550.66},{"$f":"IFERROR(INDEX('SISPSN 2023'!O$3:O$442,MATCH($C209,'SISPSN 2023'!$J$3:$J$442,0)),\"\")","v":57.42},{"$f":"IFERROR(INDEX('SISPSN 2023'!P$3:P$442,MATCH($C209,'SISPSN 2023'!$J$3:$J$442,0)),\"\")","v":22668.12},{"$f":"IFERROR(INDEX('SISPSN 2023'!Q$3:Q$442,MATCH($C209,'SISPSN 2023'!$J$3:$J$442,0)),\"\")","v":74.16},{"$f":"IFERROR(INDEX('SISPSN 2023'!R$3:R$442,MATCH($C209,'SISPSN 2023'!$J$3:$J$442,0)),\"\")","v":4905.8599999999997},{"$f":"IFERROR(INDEX('SISPSN 2023'!S$3:S$442,MATCH($C209,'SISPSN 2023'!$J$3:$J$442,0)),\"\")","v":322.66000000000003},{"$f":"IFERROR(INDEX('SISPSN 2023'!T$3:T$442,MATCH($C209,'SISPSN 2023'!$J$3:$J$442,0)),\"\")","v":17.11},{"$f":"IFERROR(INDEX('SISPSN 2023'!U$3:U$442,MATCH($C209,'SISPSN 2023'!$J$3:$J$442,0)),\"\")","v":"P 2"},null,0.42623705665265921,7.1361726249118865E-2,0.24473965490914645,0.3161013811582653,6.8411016077605358E-2,4.4994146689061945E-3,{"$f":"IFERROR(PERCENTRANK(_xlfn._xlws.FILTER($AD$4:$AD$547,$AD$4:$AD$547<>\"\"),AD209),\"\")","v":""},0.71799999999999997,0.64600000000000002,0.75600000000000001]
["Kalimantan Selatan","total","total",4222330,2023,null,"KALIMANTAN SELATAN","total","KALIMANTAN SELATAN",73.45,74,74.66,0.71899999999999997,0,{"$f":"IFERROR(INDEX('SISPSN 2023'!H$3:H$442,MATCH($C210,'SISPSN 2023'!$J$3:$J$442,0)),\"\")","v":""},{"$f":"IFERROR(INDEX('SISPSN 2023'!I$3:I$442,MATCH($C210,'SISPSN 2023'!$J$3:$J$442,0)),\"\")","v":""},{"$f":"IFERROR(INDEX('SISPSN 2023'!J$3:J$442,MATCH($C210,'SISPSN 2023'!$J$3:$J$442,0)),\"\")","v":""},{"$f":"IFERROR(INDEX('SISPSN 2023'!K$3:K$442,MATCH($C210,'SISPSN 2023'!$J$3:$J$442,0)),\"\")","v":""},{"$f":"IFERROR(INDEX('SISPSN 2023'!L$3:L$442,MATCH($C210,'SISPSN 2023'!$J$3:$J$442,0)),\"\")","v":""},{"$f":"IFERROR(INDEX('SISPSN 2023'!M$3:M$442,MATCH($C210,'SISPSN 2023'!$J$3:$J$442,0)),\"\")","v":""},{"$f":"IFERROR(INDEX('SISPSN 2023'!N$3:N$442,MATCH($C210,'SISPSN 2023'!$J$3:$J$442,0)),\"\")","v":""},{"$f":"IFERROR(INDEX('SISPSN 2023'!O$3:O$442,MATCH($C210,'SISPSN 2023'!$J$3:$J$442,0)),\"\")","v":""},{"$f":"IFERROR(INDEX('SISPSN 2023'!P$3:P$442,MATCH($C210,'SISPSN 2023'!$J$3:$J$442,0)),\"\")","v":""},{"$f":"IFERROR(INDEX('SISPSN 2023'!Q$3:Q$442,MATCH($C210,'SISPSN 2023'!$J$3:$J$442,0)),\"\")","v":""},{"$f":"IFERROR(INDEX('SISPSN 2023'!R$3:R$442,MATCH($C210,'SISPSN 2023'!$J$3:$J$442,0)),\"\")","v":""},{"$f":"IFERROR(INDEX('SISPSN 2023'!S$3:S$442,MATCH($C210,'SISPSN 2023'!$J$3:$J$442,0)),\"\")","v":""},{"$f":"IFERROR(INDEX('SISPSN 2023'!T$3:T$442,MATCH($C210,'SISPSN 2023'!$J$3:$J$442,0)),\"\")","v":""},{"$f":"IFERROR(INDEX('SISPSN 2023'!U$3:U$442,MATCH($C210,'SISPSN 2023'!$J$3:$J$442,0)),\"\")","v":""},null,{"$error":"#VALUE!"},{"$error":"#VALUE!"},{"$error":"#VALUE!"},{"$error":"#VALUE!"},{"$error":"#VALUE!"},{"$error":"#VALUE!"},{"$f":"IFERROR(PERCENTRANK(_xlfn._xlws.FILTER($AD$4:$AD$547,$AD$4:$AD$547<>\"\"),AD210),\"\")","v":""},{"$error":"#VALUE!"},{"$error":"#VALUE!"},{"$error":"#VALUE!"}]
["Kalimantan Tengah","Kalimantan Tengah","Kab. Barito Selatan",131997,2022,null,"Kalimantan Tengah","Kalimantan Tengah","Barito Selatan",70.540000000000006,71.010000000000005,74.010000000000005,0.65500000000000003,1,{"$f":"IFERROR(INDEX('SISPSN 2023'!H$3:H$442,MATCH($C211,'SISPSN 2023'!$J$3:$J$442,0)),\"\")","v":2023},{"$f":"IFERROR(INDEX('SISPSN 2023'!I$3:I$442,MATCH($C211,'SISPSN 2023'!$J$3:$J$442,0)),\"\")","v":"Kalimantan Tengah"},{"$f":"IFERROR(INDEX('SISPSN 2023'!J$3:J$442,MATCH($C211,'SISPSN 2023'!$J$3:$J$442,0)),\"\")","v":"Kab. Barito Selatan"},{"$f":"IFERROR(INDEX('SISPSN 2023'!K$3:K$442,MATCH($C211,'SISPSN 2023'!$J$3:$J$442,0)),\"\")","v":24439.67},{"$f":"IFERROR(INDEX('SISPSN 2023'!L$3:L$442,MATCH($C211,'SISPSN 2023'!$J$3:$J$442,0)),\"\")","v":1347.55},{"$f":"IFERROR(INDEX('SISPSN 2023'!M$3:M$442,MATCH($C211,'SISPSN 2023'!$J$3:$J$442,0)),\"\")","v":5.51},{"$f":"IFERROR(INDEX('SISPSN 2023'!N$3:N$442,MATCH($C211,'SISPSN 2023'!$J$3:$J$442,0)),\"\")","v":4307},{"$f":"IFERROR(INDEX('SISPSN 2023'!O$3:O$442,MATCH($C211,'SISPSN 2023'!$J$3:$J$442,0)),\"\")","v":17.62},{"$f":"IFERROR(INDEX('SISPSN 2023'!P$3:P$442,MATCH($C211,'SISPSN 2023'!$J$3:$J$442,0)),\"\")","v":5654.55},{"$f":"IFERROR(INDEX('SISPSN 2023'!Q$3:Q$442,MATCH($C211,'SISPSN 2023'!$J$3:$J$442,0)),\"\")","v":23.14},{"$f":"IFERROR(INDEX('SISPSN 2023'!R$3:R$442,MATCH($C211,'SISPSN 2023'!$J$3:$J$442,0)),\"\")","v":1216.74},{"$f":"IFERROR(INDEX('SISPSN 2023'!S$3:S$442,MATCH($C211,'SISPSN 2023'!$J$3:$J$442,0)),\"\")","v":0},{"$f":"IFERROR(INDEX('SISPSN 2023'!T$3:T$442,MATCH($C211,'SISPSN 2023'!$J$3:$J$442,0)),\"\")","v":4.9800000000000004},{"$f":"IFERROR(INDEX('SISPSN 2023'!U$3:U$442,MATCH($C211,'SISPSN 2023'!$J$3:$J$442,0)),\"\")","v":"P 2"},null,0.50726910460086216,2.7969709979917559E-2,8.9395971120555764E-2,0.11736568110047334,2.5254621291206182E-2,0,{"$f":"IFERROR(PERCENTRANK(_xlfn._xlws.FILTER($AD$4:$AD$547,$AD$4:$AD$547<>\"\"),AD211),\"\")","v":""},0.42499999999999999,0.17599999999999999,0.46100000000000002]
["Kalimantan Tengah","Kalimantan Tengah","Kab. Barito Timur",115406,2022,null,"Kalimantan Tengah","Kalimantan Tengah","Barito Timur",71.47,72.069999999999993,74.209999999999994,0.67400000000000004,1,{"$f":"IFERROR(INDEX('SISPSN 2023'!H$3:H$442,MATCH($C212,'SISPSN 2023'!$J$3:$J$442,0)),\"\")","v":2023},{"$f":"IFERROR(INDEX('SISPSN 2023'!I$3:I$442,MATCH($C212,'SISPSN 2023'!$J$3:$J$442,0)),\"\")","v":"Kalimantan Tengah"},{"$f":"IFERROR(INDEX('SISPSN 2023'!J$3:J$442,MATCH($C212,'SISPSN 2023'!$J$3:$J$442,0)),\"\")","v":"Kab. Barito Timur"},{"$f":"IFERROR(INDEX('SISPSN 2023'!K$3:K$442,MATCH($C212,'SISPSN 2023'!$J$3:$J$442,0)),\"\")","v":16849.28},{"$f":"IFERROR(INDEX('SISPSN 2023'!L$3:L$442,MATCH($C212,'SISPSN 2023'!$J$3:$J$442,0)),\"\")","v":316.41000000000003},{"$f":"IFERROR(INDEX('SISPSN 2023'!M$3:M$442,MATCH($C212,'SISPSN 2023'!$J$3:$J$442,0)),\"\")","v":1.88},{"$f":"IFERROR(INDEX('SISPSN 2023'!N$3:N$442,MATCH($C212,'SISPSN 2023'!$J$3:$J$442,0)),\"\")","v":4552.83},{"$f":"IFERROR(INDEX('SISPSN 2023'!O$3:O$442,MATCH($C212,'SISPSN 2023'!$J$3:$J$442,0)),\"\")","v":27.02},{"$f":"IFERROR(INDEX('SISPSN 2023'!P$3:P$442,MATCH($C212,'SISPSN 2023'!$J$3:$J$442,0)),\"\")","v":4869.24},{"$f":"IFERROR(INDEX('SISPSN 2023'!Q$3:Q$442,MATCH($C212,'SISPSN 2023'!$J$3:$J$442,0)),\"\")","v":28.9},{"$f":"IFERROR(INDEX('SISPSN 2023'!R$3:R$442,MATCH($C212,'SISPSN 2023'!$J$3:$J$442,0)),\"\")","v":316.41000000000003},{"$f":"IFERROR(INDEX('SISPSN 2023'!S$3:S$442,MATCH($C212,'SISPSN 2023'!$J$3:$J$442,0)),\"\")","v":0},{"$f":"IFERROR(INDEX('SISPSN 2023'!T$3:T$442,MATCH($C212,'SISPSN 2023'!$J$3:$J$442,0)),\"\")","v":1.88},{"$f":"IFERROR(INDEX('SISPSN 2023'!U$3:U$442,MATCH($C212,'SISPSN 2023'!$J$3:$J$442,0)),\"\")","v":"P 2"},null,0.40000009495956973,7.5115393682197379E-3,0.10808369451601361,0.11559523388423336,7.5115393682197379E-3,0,{"$f":"IFERROR(PERCENTRANK(_xlfn._xlws.FILTER($AD$4:$AD$547,$AD$4:$AD$547<>\"\"),AD212),\"\")","v":""},0.29499999999999998,0.32,0.35]
["Kalimantan Tengah","Kalimantan Tengah","Kab. Barito Utara",160235,2022,null,"Kalimantan Tengah","Kalimantan Tengah","Barito Utara",70.790000000000006,71.209999999999994,72.709999999999994,0.51900000000000002,1,{"$f":"IFERROR(INDEX('SISPSN 2023'!H$3:H$442,MATCH($C213,'SISPSN 2023'!$J$3:$J$442,0)),\"\")","v":2023},{"$f":"IFERROR(INDEX('SISPSN 2023'!I$3:I$442,MATCH($C213,'SISPSN 2023'!$J$3:$J$442,0)),\"\")","v":"Kalimantan Tengah"},{"$f":"IFERROR(INDEX('SISPSN 2023'!J$3:J$442,MATCH($C213,'SISPSN 2023'!$J$3:$J$442,0)),\"\")","v":"Kab. Barito Utara"},{"$f":"IFERROR(INDEX('SISPSN 2023'!K$3:K$442,MATCH($C213,'SISPSN 2023'!$J$3:$J$442,0)),\"\")","v":23833.48},{"$f":"IFERROR(INDEX('SISPSN 2023'!L$3:L$442,MATCH($C213,'SISPSN 2023'!$J$3:$J$442,0)),\"\")","v":1411.46},{"$f":"IFERROR(INDEX('SISPSN 2023'!M$3:M$442,MATCH($C213,'SISPSN 2023'!$J$3:$J$442,0)),\"\")","v":5.92},{"$f":"IFERROR(INDEX('SISPSN 2023'!N$3:N$442,MATCH($C213,'SISPSN 2023'!$J$3:$J$442,0)),\"\")","v":12088.8},{"$f":"IFERROR(INDEX('SISPSN 2023'!O$3:O$442,MATCH($C213,'SISPSN 2023'!$J$3:$J$442,0)),\"\")","v":50.72},{"$f":"IFERROR(INDEX('SISPSN 2023'!P$3:P$442,MATCH($C213,'SISPSN 2023'!$J$3:$J$442,0)),\"\")","v":13500.26},{"$f":"IFERROR(INDEX('SISPSN 2023'!Q$3:Q$442,MATCH($C213,'SISPSN 2023'!$J$3:$J$442,0)),\"\")","v":56.64},{"$f":"IFERROR(INDEX('SISPSN 2023'!R$3:R$442,MATCH($C213,'SISPSN 2023'!$J$3:$J$442,0)),\"\")","v":1411.46},{"$f":"IFERROR(INDEX('SISPSN 2023'!S$3:S$442,MATCH($C213,'SISPSN 2023'!$J$3:$J$442,0)),\"\")","v":43.8},{"$f":"IFERROR(INDEX('SISPSN 2023'!T$3:T$442,MATCH($C213,'SISPSN 2023'!$J$3:$J$442,0)),\"\")","v":6.11},{"$f":"IFERROR(INDEX('SISPSN 2023'!U$3:U$442,MATCH($C213,'SISPSN 2023'!$J$3:$J$442,0)),\"\")","v":"P 2"},null,0.40750900539490154,2.4133389700316015E-2,0.20669641464099603,0.23082980434131203,2.4133389700316015E-2,7.4890005304708706E-4,{"$f":"IFERROR(PERCENTRANK(_xlfn._xlws.FILTER($AD$4:$AD$547,$AD$4:$AD$547<>\"\"),AD213),\"\")","v":""},0.439,0.58799999999999997,0.497]
["Kalimantan Tengah","Kalimantan Tengah","Kab. Gunung Mas",142309,2022,null,"Kalimantan Tengah","Kalimantan Tengah","Gunung Mas",71.03,71.400000000000006,73.180000000000007,0.56200000000000006,1,{"$f":"IFERROR(INDEX('SISPSN 2023'!H$3:H$442,MATCH($C214,'SISPSN 2023'!$J$3:$J$442,0)),\"\")","v":2023},{"$f":"IFERROR(INDEX('SISPSN 2023'!I$3:I$442,MATCH($C214,'SISPSN 2023'!$J$3:$J$442,0)),\"\")","v":"Kalimantan Tengah"},{"$f":"IFERROR(INDEX('SISPSN 2023'!J$3:J$442,MATCH($C214,'SISPSN 2023'!$J$3:$J$442,0)),\"\")","v":"Kab. Gunung Mas"},{"$f":"IFERROR(INDEX('SISPSN 2023'!K$3:K$442,MATCH($C214,'SISPSN 2023'!$J$3:$J$442,0)),\"\")","v":35908.879999999997},{"$f":"IFERROR(INDEX('SISPSN 2023'!L$3:L$442,MATCH($C214,'SISPSN 2023'!$J$3:$J$442,0)),\"\")","v":0},{"$f":"IFERROR(INDEX('SISPSN 2023'!M$3:M$442,MATCH($C214,'SISPSN 2023'!$J$3:$J$442,0)),\"\")","v":0},{"$f":"IFERROR(INDEX('SISPSN 2023'!N$3:N$442,MATCH($C214,'SISPSN 2023'!$J$3:$J$442,0)),\"\")","v":4818},{"$f":"IFERROR(INDEX('SISPSN 2023'!O$3:O$442,MATCH($C214,'SISPSN 2023'!$J$3:$J$442,0)),\"\")","v":13.42},{"$f":"IFERROR(INDEX('SISPSN 2023'!P$3:P$442,MATCH($C214,'SISPSN 2023'!$J$3:$J$442,0)),\"\")","v":4818},{"$f":"IFERROR(INDEX('SISPSN 2023'!Q$3:Q$442,MATCH($C214,'SISPSN 2023'!$J$3:$J$442,0)),\"\")","v":13.42},{"$f":"IFERROR(INDEX('SISPSN 2023'!R$3:R$442,MATCH($C214,'SISPSN 2023'!$J$3:$J$442,0)),\"\")","v":0},{"$f":"IFERROR(INDEX('SISPSN 2023'!S$3:S$442,MATCH($C214,'SISPSN 2023'!$J$3:$J$442,0)),\"\")","v":0},{"$f":"IFERROR(INDEX('SISPSN 2023'!T$3:T$442,MATCH($C214,'SISPSN 2023'!$J$3:$J$442,0)),\"\")","v":0},{"$f":"IFERROR(INDEX('SISPSN 2023'!U$3:U$442,MATCH($C214,'SISPSN 2023'!$J$3:$J$442,0)),\"\")","v":"P 2"},null,0.6913160316683058,0,9.275590440520276E-2,9.275590440520276E-2,0,0,{"$f":"IFERROR(PERCENTRANK(_xlfn._xlws.FILTER($AD$4:$AD$547,$AD$4:$AD$547<>\"\"),AD214),\"\")","v":""},0,0.104,0]
["Kalimantan Tengah","Kalimantan Tengah","Kab. Kapuas",423210,2022,null,"Kalimantan Tengah","Kalimantan Tengah","Kapuas",69.63,70.010000000000005,72.400000000000006,0.49199999999999999,1,{"$f":"IFERROR(INDEX('SISPSN 2023'!H$3:H$442,MATCH($C215,'SISPSN 2023'!$J$3:$J$442,0)),\"\")","v":2023},{"$f":"IFERROR(INDEX('SISPSN 2023'!I$3:I$442,MATCH($C215,'SISPSN 2023'!$J$3:$J$442,0)),\"\")","v":"Kalimantan Tengah"},{"$f":"IFERROR(INDEX('SISPSN 2023'!J$3:J$442,MATCH($C215,'SISPSN 2023'!$J$3:$J$442,0)),\"\")","v":"Kab. Kapuas"},{"$f":"IFERROR(INDEX('SISPSN 2023'!K$3:K$442,MATCH($C215,'SISPSN 2023'!$J$3:$J$442,0)),\"\")","v":78008.17},{"$f":"IFERROR(INDEX('SISPSN 2023'!L$3:L$442,MATCH($C215,'SISPSN 2023'!$J$3:$J$442,0)),\"\")","v":1223.9100000000001},{"$f":"IFERROR(INDEX('SISPSN 2023'!M$3:M$442,MATCH($C215,'SISPSN 2023'!$J$3:$J$442,0)),\"\")","v":1.57},{"$f":"IFERROR(INDEX('SISPSN 2023'!N$3:N$442,MATCH($C215,'SISPSN 2023'!$J$3:$J$442,0)),\"\")","v":7856.89},{"$f":"IFERROR(INDEX('SISPSN 2023'!O$3:O$442,MATCH($C215,'SISPSN 2023'!$J$3:$J$442,0)),\"\")","v":10.07},{"$f":"IFERROR(INDEX('SISPSN 2023'!P$3:P$442,MATCH($C215,'SISPSN 2023'!$J$3:$J$442,0)),\"\")","v":9080.7999999999993},{"$f":"IFERROR(INDEX('SISPSN 2023'!Q$3:Q$442,MATCH($C215,'SISPSN 2023'!$J$3:$J$442,0)),\"\")","v":11.64},{"$f":"IFERROR(INDEX('SISPSN 2023'!R$3:R$442,MATCH($C215,'SISPSN 2023'!$J$3:$J$442,0)),\"\")","v":1010.69},{"$f":"IFERROR(INDEX('SISPSN 2023'!S$3:S$442,MATCH($C215,'SISPSN 2023'!$J$3:$J$442,0)),\"\")","v":11.45},{"$f":"IFERROR(INDEX('SISPSN 2023'!T$3:T$442,MATCH($C215,'SISPSN 2023'!$J$3:$J$442,0)),\"\")","v":1.31},{"$f":"IFERROR(INDEX('SISPSN 2023'!U$3:U$442,MATCH($C215,'SISPSN 2023'!$J$3:$J$442,0)),\"\")","v":"P 2"},null,0.50499991422374269,7.9232014418179637E-3,5.0862990069698875E-2,5.8786191511516837E-2,6.5428834352452376E-3,7.4123633689418086E-5,{"$f":"IFERROR(PERCENTRANK(_xlfn._xlws.FILTER($AD$4:$AD$547,$AD$4:$AD$547<>\"\"),AD215),\"\")","v":""},0.28399999999999997,6.6000000000000003E-2,0.314]
["Kalimantan Tengah","Kalimantan Tengah","Kab. Katingan",163989,2022,null,"Kalimantan Tengah","Kalimantan Tengah","Katingan",68.89,69.739999999999995,73.900000000000006,0.64300000000000002,1,{"$f":"IFERROR(INDEX('SISPSN 2023'!H$3:H$442,MATCH($C216,'SISPSN 2023'!$J$3:$J$442,0)),\"\")","v":2023},{"$f":"IFERROR(INDEX('SISPSN 2023'!I$3:I$442,MATCH($C216,'SISPSN 2023'!$J$3:$J$442,0)),\"\")","v":"Kalimantan Tengah"},{"$f":"IFERROR(INDEX('SISPSN 2023'!J$3:J$442,MATCH($C216,'SISPSN 2023'!$J$3:$J$442,0)),\"\")","v":"Kab. Katingan"},{"$f":"IFERROR(INDEX('SISPSN 2023'!K$3:K$442,MATCH($C216,'SISPSN 2023'!$J$3:$J$442,0)),\"\")","v":23942.39},{"$f":"IFERROR(INDEX('SISPSN 2023'!L$3:L$442,MATCH($C216,'SISPSN 2023'!$J$3:$J$442,0)),\"\")","v":8.2200000000000006},{"$f":"IFERROR(INDEX('SISPSN 2023'!M$3:M$442,MATCH($C216,'SISPSN 2023'!$J$3:$J$442,0)),\"\")","v":0.03},{"$f":"IFERROR(INDEX('SISPSN 2023'!N$3:N$442,MATCH($C216,'SISPSN 2023'!$J$3:$J$442,0)),\"\")","v":4411.1499999999996},{"$f":"IFERROR(INDEX('SISPSN 2023'!O$3:O$442,MATCH($C216,'SISPSN 2023'!$J$3:$J$442,0)),\"\")","v":18.420000000000002},{"$f":"IFERROR(INDEX('SISPSN 2023'!P$3:P$442,MATCH($C216,'SISPSN 2023'!$J$3:$J$442,0)),\"\")","v":4419.37},{"$f":"IFERROR(INDEX('SISPSN 2023'!Q$3:Q$442,MATCH($C216,'SISPSN 2023'!$J$3:$J$442,0)),\"\")","v":18.46},{"$f":"IFERROR(INDEX('SISPSN 2023'!R$3:R$442,MATCH($C216,'SISPSN 2023'!$J$3:$J$442,0)),\"\")","v":0},{"$f":"IFERROR(INDEX('SISPSN 2023'!S$3:S$442,MATCH($C216,'SISPSN 2023'!$J$3:$J$442,0)),\"\")","v":0},{"$f":"IFERROR(INDEX('SISPSN 2023'!T$3:T$442,MATCH($C216,'SISPSN 2023'!$J$3:$J$442,0)),\"\")","v":0},{"$f":"IFERROR(INDEX('SISPSN 2023'!U$3:U$442,MATCH($C216,'SISPSN 2023'!$J$3:$J$442,0)),\"\")","v":"P 2"},null,0.39999993317293164,1.3732962543344662E-4,7.3696055624178608E-2,7.3833385249612055E-2,0,0,{"$f":"IFERROR(PERCENTRANK(_xlfn._xlws.FILTER($AD$4:$AD$547,$AD$4:$AD$547<>\"\"),AD216),\"\")","v":""},0.13200000000000001,0.185,0]
["Kalimantan Tengah","Kalimantan Tengah","Kab. Kotawaringin Barat",274935,2022,null,"Kalimantan Tengah","Kalimantan Tengah","Kotawaringin Barat",73.069999999999993,73.41,74.92,0.74,1,{"$f":"IFERROR(INDEX('SISPSN 2023'!H$3:H$442,MATCH($C217,'SISPSN 2023'!$J$3:$J$442,0)),\"\")","v":2023},{"$f":"IFERROR(INDEX('SISPSN 2023'!I$3:I$442,MATCH($C217,'SISPSN 2023'!$J$3:$J$442,0)),\"\")","v":"Kalimantan Tengah"},{"$f":"IFERROR(INDEX('SISPSN 2023'!J$3:J$442,MATCH($C217,'SISPSN 2023'!$J$3:$J$442,0)),\"\")","v":"Kab. Kotawaringin Barat"},{"$f":"IFERROR(INDEX('SISPSN 2023'!K$3:K$442,MATCH($C217,'SISPSN 2023'!$J$3:$J$442,0)),\"\")","v":50175.64},{"$f":"IFERROR(INDEX('SISPSN 2023'!L$3:L$442,MATCH($C217,'SISPSN 2023'!$J$3:$J$442,0)),\"\")","v":2450.37},{"$f":"IFERROR(INDEX('SISPSN 2023'!M$3:M$442,MATCH($C217,'SISPSN 2023'!$J$3:$J$442,0)),\"\")","v":4.88},{"$f":"IFERROR(INDEX('SISPSN 2023'!N$3:N$442,MATCH($C217,'SISPSN 2023'!$J$3:$J$442,0)),\"\")","v":37047.5},{"$f":"IFERROR(INDEX('SISPSN 2023'!O$3:O$442,MATCH($C217,'SISPSN 2023'!$J$3:$J$442,0)),\"\")","v":73.84},{"$f":"IFERROR(INDEX('SISPSN 2023'!P$3:P$442,MATCH($C217,'SISPSN 2023'!$J$3:$J$442,0)),\"\")","v":39497.870000000003},{"$f":"IFERROR(INDEX('SISPSN 2023'!Q$3:Q$442,MATCH($C217,'SISPSN 2023'!$J$3:$J$442,0)),\"\")","v":78.72},{"$f":"IFERROR(INDEX('SISPSN 2023'!R$3:R$442,MATCH($C217,'SISPSN 2023'!$J$3:$J$442,0)),\"\")","v":2232.0700000000002},{"$f":"IFERROR(INDEX('SISPSN 2023'!S$3:S$442,MATCH($C217,'SISPSN 2023'!$J$3:$J$442,0)),\"\")","v":151.47999999999999},{"$f":"IFERROR(INDEX('SISPSN 2023'!T$3:T$442,MATCH($C217,'SISPSN 2023'!$J$3:$J$442,0)),\"\")","v":4.75},{"$f":"IFERROR(INDEX('SISPSN 2023'!U$3:U$442,MATCH($C217,'SISPSN 2023'!$J$3:$J$442,0)),\"\")","v":"P 2"},null,0.50000002491248863,2.4417925930686979E-2,0.36917816938549114,0.39359609531617812,2.2242567421290861E-2,1.5094975126125703E-3,{"$f":"IFERROR(PERCENTRANK(_xlfn._xlws.FILTER($AD$4:$AD$547,$AD$4:$AD$547<>\"\"),AD217),\"\")","v":""},0.39700000000000002,0.86099999999999999,0.45300000000000001]
["Kalimantan Tengah","Kalimantan Tengah","Kab. Kotawaringin Timur",436079,2022,null,"Kalimantan Tengah","Kalimantan Tengah","Kotawaringin Timur",71.38,71.67,73.989999999999995,0.65100000000000002,1,{"$f":"IFERROR(INDEX('SISPSN 2023'!H$3:H$442,MATCH($C218,'SISPSN 2023'!$J$3:$J$442,0)),\"\")","v":2023},{"$f":"IFERROR(INDEX('SISPSN 2023'!I$3:I$442,MATCH($C218,'SISPSN 2023'!$J$3:$J$442,0)),\"\")","v":"Kalimantan Tengah"},{"$f":"IFERROR(INDEX('SISPSN 2023'!J$3:J$442,MATCH($C218,'SISPSN 2023'!$J$3:$J$442,0)),\"\")","v":"Kab. Kotawaringin Timur"},{"$f":"IFERROR(INDEX('SISPSN 2023'!K$3:K$442,MATCH($C218,'SISPSN 2023'!$J$3:$J$442,0)),\"\")","v":86858.62},{"$f":"IFERROR(INDEX('SISPSN 2023'!L$3:L$442,MATCH($C218,'SISPSN 2023'!$J$3:$J$442,0)),\"\")","v":114.25},{"$f":"IFERROR(INDEX('SISPSN 2023'!M$3:M$442,MATCH($C218,'SISPSN 2023'!$J$3:$J$442,0)),\"\")","v":0.13},{"$f":"IFERROR(INDEX('SISPSN 2023'!N$3:N$442,MATCH($C218,'SISPSN 2023'!$J$3:$J$442,0)),\"\")","v":25550},{"$f":"IFERROR(INDEX('SISPSN 2023'!O$3:O$442,MATCH($C218,'SISPSN 2023'!$J$3:$J$442,0)),\"\")","v":29.42},{"$f":"IFERROR(INDEX('SISPSN 2023'!P$3:P$442,MATCH($C218,'SISPSN 2023'!$J$3:$J$442,0)),\"\")","v":25664.25},{"$f":"IFERROR(INDEX('SISPSN 2023'!Q$3:Q$442,MATCH($C218,'SISPSN 2023'!$J$3:$J$442,0)),\"\")","v":29.55},{"$f":"IFERROR(INDEX('SISPSN 2023'!R$3:R$442,MATCH($C218,'SISPSN 2023'!$J$3:$J$442,0)),\"\")","v":99.28},{"$f":"IFERROR(INDEX('SISPSN 2023'!S$3:S$442,MATCH($C218,'SISPSN 2023'!$J$3:$J$442,0)),\"\")","v":0},{"$f":"IFERROR(INDEX('SISPSN 2023'!T$3:T$442,MATCH($C218,'SISPSN 2023'!$J$3:$J$442,0)),\"\")","v":0.11},{"$f":"IFERROR(INDEX('SISPSN 2023'!U$3:U$442,MATCH($C218,'SISPSN 2023'!$J$3:$J$442,0)),\"\")","v":"P 2"},null,0.54570117322276057,7.1779126862365984E-4,0.16052137342087097,0.16123916468949465,6.2374019386395583E-4,0,{"$f":"IFERROR(PERCENTRANK(_xlfn._xlws.FILTER($AD$4:$AD$547,$AD$4:$AD$547<>\"\"),AD218),\"\")","v":""},0.17399999999999999,0.35599999999999998,0.218]
["Kalimantan Tengah","Kalimantan Tengah","Lamandau",104387,2022,null,"Kalimantan Tengah","Kalimantan Tengah","Lamandau",70.58,71.11,73.44,0.59699999999999998,0,{"$f":"IFERROR(INDEX('SISPSN 2023'!H$3:H$442,MATCH($C219,'SISPSN 2023'!$J$3:$J$442,0)),\"\")","v":""},{"$f":"IFERROR(INDEX('SISPSN 2023'!I$3:I$442,MATCH($C219,'SISPSN 2023'!$J$3:$J$442,0)),\"\")","v":""},{"$f":"IFERROR(INDEX('SISPSN 2023'!J$3:J$442,MATCH($C219,'SISPSN 2023'!$J$3:$J$442,0)),\"\")","v":""},{"$f":"IFERROR(INDEX('SISPSN 2023'!K$3:K$442,MATCH($C219,'SISPSN 2023'!$J$3:$J$442,0)),\"\")","v":""},{"$f":"IFERROR(INDEX('SISPSN 2023'!L$3:L$442,MATCH($C219,'SISPSN 2023'!$J$3:$J$442,0)),\"\")","v":""},{"$f":"IFERROR(INDEX('SISPSN 2023'!M$3:M$442,MATCH($C219,'SISPSN 2023'!$J$3:$J$442,0)),\"\")","v":""},{"$f":"IFERROR(INDEX('SISPSN 2023'!N$3:N$442,MATCH($C219,'SISPSN 2023'!$J$3:$J$442,0)),\"\")","v":""},{"$f":"IFERROR(INDEX('SISPSN 2023'!O$3:O$442,MATCH($C219,'SISPSN 2023'!$J$3:$J$442,0)),\"\")","v":""},{"$f":"IFERROR(INDEX('SISPSN 2023'!P$3:P$442,MATCH($C219,'SISPSN 2023'!$J$3:$J$442,0)),\"\")","v":""},{"$f":"IFERROR(INDEX('SISPSN 2023'!Q$3:Q$442,MATCH($C219,'SISPSN 2023'!$J$3:$J$442,0)),\"\")","v":""},{"$f":"IFERROR(INDEX('SISPSN 2023'!R$3:R$442,MATCH($C219,'SISPSN 2023'!$J$3:$J$442,0)),\"\")","v":""},{"$f":"IFERROR(INDEX('SISPSN 2023'!S$3:S$442,MATCH($C219,'SISPSN 2023'!$J$3:$J$442,0)),\"\")","v":""},{"$f":"IFERROR(INDEX('SISPSN 2023'!T$3:T$442,MATCH($C219,'SISPSN 2023'!$J$3:$J$442,0)),\"\")","v":""},{"$f":"IFERROR(INDEX('SISPSN 2023'!U$3:U$442,MATCH($C219,'SISPSN 2023'!$J$3:$J$442,0)),\"\")","v":""},null,{"$error":"#VALUE!"},{"$error":"#VALUE!"},{"$error":"#VALUE!"},{"$error":"#VALUE!"},{"$error":"#VALUE!"},{"$error":"#VALUE!"},{"$f":"IFERROR(PERCENTRANK(_xlfn._xlws.FILTER($AD$4:$AD$547,$AD$4:$AD$547<>\"\"),AD219),\"\")","v":""},{"$error":"#VALUE!"},{"$error":"#VALUE!"},{"$error":"#VALUE!"}]
["Kalimantan Tengah","Kalimantan Tengah","Kab. Murung Raya",113483,2022,null,"Kalimantan Tengah","Kalimantan Tengah","Murung Raya",68.12,68.63,70.91,0.35599999999999998,1,{"$f":"IFERROR(INDEX('SISPSN 2023'!H$3:H$442,MATCH($C220,'SISPSN 2023'!$J$3:$J$442,0)),\"\")","v":2023},{"$f":"IFERROR(INDEX('SISPSN 2023'!I$3:I$442,MATCH($C220,'SISPSN 2023'!$J$3:$J$442,0)),\"\")","v":"Kalimantan Tengah"},{"$f":"IFERROR(INDEX('SISPSN 2023'!J$3:J$442,MATCH($C220,'SISPSN 2023'!$J$3:$J$442,0)),\"\")","v":"Kab. Murung Raya"},{"$f":"IFERROR(INDEX('SISPSN 2023'!K$3:K$442,MATCH($C220,'SISPSN 2023'!$J$3:$J$442,0)),\"\")","v":20835.48},{"$f":"IFERROR(INDEX('SISPSN 2023'!L$3:L$442,MATCH($C220,'SISPSN 2023'!$J$3:$J$442,0)),\"\")","v":1165.69},{"$f":"IFERROR(INDEX('SISPSN 2023'!M$3:M$442,MATCH($C220,'SISPSN 2023'!$J$3:$J$442,0)),\"\")","v":5.59},{"$f":"IFERROR(INDEX('SISPSN 2023'!N$3:N$442,MATCH($C220,'SISPSN 2023'!$J$3:$J$442,0)),\"\")","v":4599},{"$f":"IFERROR(INDEX('SISPSN 2023'!O$3:O$442,MATCH($C220,'SISPSN 2023'!$J$3:$J$442,0)),\"\")","v":22.07},{"$f":"IFERROR(INDEX('SISPSN 2023'!P$3:P$442,MATCH($C220,'SISPSN 2023'!$J$3:$J$442,0)),\"\")","v":5764.69},{"$f":"IFERROR(INDEX('SISPSN 2023'!Q$3:Q$442,MATCH($C220,'SISPSN 2023'!$J$3:$J$442,0)),\"\")","v":27.67},{"$f":"IFERROR(INDEX('SISPSN 2023'!R$3:R$442,MATCH($C220,'SISPSN 2023'!$J$3:$J$442,0)),\"\")","v":841.69},{"$f":"IFERROR(INDEX('SISPSN 2023'!S$3:S$442,MATCH($C220,'SISPSN 2023'!$J$3:$J$442,0)),\"\")","v":0},{"$f":"IFERROR(INDEX('SISPSN 2023'!T$3:T$442,MATCH($C220,'SISPSN 2023'!$J$3:$J$442,0)),\"\")","v":4.04},{"$f":"IFERROR(INDEX('SISPSN 2023'!U$3:U$442,MATCH($C220,'SISPSN 2023'!$J$3:$J$442,0)),\"\")","v":"P 2"},null,0.50301372760074259,2.8142287680769033E-2,0.11102984587999964,0.13917213356076868,2.0320224174545966E-2,0,{"$f":"IFERROR(PERCENTRANK(_xlfn._xlws.FILTER($AD$4:$AD$547,$AD$4:$AD$547<>\"\"),AD220),\"\")","v":""},0.42799999999999999,0.24299999999999999,0.42199999999999999]
["Kalimantan Tengah","Kalimantan Tengah","Kota Palangkaraya",305907,2022,null,"Kalimantan Tengah","Kalimantan Tengah","Palangka Raya",80.819999999999993,81.16,81.95,0.94799999999999995,1,{"$f":"IFERROR(INDEX('SISPSN 2023'!H$3:H$442,MATCH($C221,'SISPSN 2023'!$J$3:$J$442,0)),\"\")","v":2023},{"$f":"IFERROR(INDEX('SISPSN 2023'!I$3:I$442,MATCH($C221,'SISPSN 2023'!$J$3:$J$442,0)),\"\")","v":"Kalimantan Tengah"},{"$f":"IFERROR(INDEX('SISPSN 2023'!J$3:J$442,MATCH($C221,'SISPSN 2023'!$J$3:$J$442,0)),\"\")","v":"Kota Palangkaraya"},{"$f":"IFERROR(INDEX('SISPSN 2023'!K$3:K$442,MATCH($C221,'SISPSN 2023'!$J$3:$J$442,0)),\"\")","v":56945.11},{"$f":"IFERROR(INDEX('SISPSN 2023'!L$3:L$442,MATCH($C221,'SISPSN 2023'!$J$3:$J$442,0)),\"\")","v":15470.12},{"$f":"IFERROR(INDEX('SISPSN 2023'!M$3:M$442,MATCH($C221,'SISPSN 2023'!$J$3:$J$442,0)),\"\")","v":27.17},{"$f":"IFERROR(INDEX('SISPSN 2023'!N$3:N$442,MATCH($C221,'SISPSN 2023'!$J$3:$J$442,0)),\"\")","v":40725.79},{"$f":"IFERROR(INDEX('SISPSN 2023'!O$3:O$442,MATCH($C221,'SISPSN 2023'!$J$3:$J$442,0)),\"\")","v":71.52},{"$f":"IFERROR(INDEX('SISPSN 2023'!P$3:P$442,MATCH($C221,'SISPSN 2023'!$J$3:$J$442,0)),\"\")","v":56195.91},{"$f":"IFERROR(INDEX('SISPSN 2023'!Q$3:Q$442,MATCH($C221,'SISPSN 2023'!$J$3:$J$442,0)),\"\")","v":98.68},{"$f":"IFERROR(INDEX('SISPSN 2023'!R$3:R$442,MATCH($C221,'SISPSN 2023'!$J$3:$J$442,0)),\"\")","v":13190.5},{"$f":"IFERROR(INDEX('SISPSN 2023'!S$3:S$442,MATCH($C221,'SISPSN 2023'!$J$3:$J$442,0)),\"\")","v":477.24},{"$f":"IFERROR(INDEX('SISPSN 2023'!T$3:T$442,MATCH($C221,'SISPSN 2023'!$J$3:$J$442,0)),\"\")","v":24},{"$f":"IFERROR(INDEX('SISPSN 2023'!U$3:U$442,MATCH($C221,'SISPSN 2023'!$J$3:$J$442,0)),\"\")","v":"P 2"},null,0.51000467462333321,0.13855155459325516,0.3647432286587593,0.50329478325201438,0.11813510695859709,4.2741972211001004E-3,{"$f":"IFERROR(PERCENTRANK(_xlfn._xlws.FILTER($AD$4:$AD$547,$AD$4:$AD$547<>\"\"),AD221),\"\")","v":""},0.94399999999999995,0.78700000000000003,0.90800000000000003]
["Kalimantan Tengah","Kalimantan Tengah","Kab. Pulang Pisau",136221,2022,null,"Kalimantan Tengah","Kalimantan Tengah","Pulang Pisau",68.53,69.010000000000005,71.62,0.41799999999999998,1,{"$f":"IFERROR(INDEX('SISPSN 2023'!H$3:H$442,MATCH($C222,'SISPSN 2023'!$J$3:$J$442,0)),\"\")","v":2023},{"$f":"IFERROR(INDEX('SISPSN 2023'!I$3:I$442,MATCH($C222,'SISPSN 2023'!$J$3:$J$442,0)),\"\")","v":"Kalimantan Tengah"},{"$f":"IFERROR(INDEX('SISPSN 2023'!J$3:J$442,MATCH($C222,'SISPSN 2023'!$J$3:$J$442,0)),\"\")","v":"Kab. Pulang Pisau"},{"$f":"IFERROR(INDEX('SISPSN 2023'!K$3:K$442,MATCH($C222,'SISPSN 2023'!$J$3:$J$442,0)),\"\")","v":24860.33},{"$f":"IFERROR(INDEX('SISPSN 2023'!L$3:L$442,MATCH($C222,'SISPSN 2023'!$J$3:$J$442,0)),\"\")","v":1314.1},{"$f":"IFERROR(INDEX('SISPSN 2023'!M$3:M$442,MATCH($C222,'SISPSN 2023'!$J$3:$J$442,0)),\"\")","v":5.29},{"$f":"IFERROR(INDEX('SISPSN 2023'!N$3:N$442,MATCH($C222,'SISPSN 2023'!$J$3:$J$442,0)),\"\")","v":1546.87},{"$f":"IFERROR(INDEX('SISPSN 2023'!O$3:O$442,MATCH($C222,'SISPSN 2023'!$J$3:$J$442,0)),\"\")","v":6.22},{"$f":"IFERROR(INDEX('SISPSN 2023'!P$3:P$442,MATCH($C222,'SISPSN 2023'!$J$3:$J$442,0)),\"\")","v":2860.97},{"$f":"IFERROR(INDEX('SISPSN 2023'!Q$3:Q$442,MATCH($C222,'SISPSN 2023'!$J$3:$J$442,0)),\"\")","v":11.51},{"$f":"IFERROR(INDEX('SISPSN 2023'!R$3:R$442,MATCH($C222,'SISPSN 2023'!$J$3:$J$442,0)),\"\")","v":1314},{"$f":"IFERROR(INDEX('SISPSN 2023'!S$3:S$442,MATCH($C222,'SISPSN 2023'!$J$3:$J$442,0)),\"\")","v":0},{"$f":"IFERROR(INDEX('SISPSN 2023'!T$3:T$442,MATCH($C222,'SISPSN 2023'!$J$3:$J$442,0)),\"\")","v":5.29},{"$f":"IFERROR(INDEX('SISPSN 2023'!U$3:U$442,MATCH($C222,'SISPSN 2023'!$J$3:$J$442,0)),\"\")","v":"P 2"},null,0.49999994971909567,2.6429654551080518E-2,3.1111208991271535E-2,5.7540863542352057E-2,2.6427643314907392E-2,0,{"$f":"IFERROR(PERCENTRANK(_xlfn._xlws.FILTER($AD$4:$AD$547,$AD$4:$AD$547<>\"\"),AD222),\"\")","v":""},0.41899999999999998,2.7E-2,0.48]
["Kalimantan Tengah","Kalimantan Tengah","Kab. Seruyan",166072,2022,null,"Kalimantan Tengah","Kalimantan Tengah","Seruyan",67.67,68.239999999999995,70.239999999999995,0.30099999999999999,1,{"$f":"IFERROR(INDEX('SISPSN 2023'!H$3:H$442,MATCH($C223,'SISPSN 2023'!$J$3:$J$442,0)),\"\")","v":2023},{"$f":"IFERROR(INDEX('SISPSN 2023'!I$3:I$442,MATCH($C223,'SISPSN 2023'!$J$3:$J$442,0)),\"\")","v":"Kalimantan Tengah"},{"$f":"IFERROR(INDEX('SISPSN 2023'!J$3:J$442,MATCH($C223,'SISPSN 2023'!$J$3:$J$442,0)),\"\")","v":"Kab. Seruyan"},{"$f":"IFERROR(INDEX('SISPSN 2023'!K$3:K$442,MATCH($C223,'SISPSN 2023'!$J$3:$J$442,0)),\"\")","v":30308.14},{"$f":"IFERROR(INDEX('SISPSN 2023'!L$3:L$442,MATCH($C223,'SISPSN 2023'!$J$3:$J$442,0)),\"\")","v":21.9},{"$f":"IFERROR(INDEX('SISPSN 2023'!M$3:M$442,MATCH($C223,'SISPSN 2023'!$J$3:$J$442,0)),\"\")","v":7.0000000000000007E-2},{"$f":"IFERROR(INDEX('SISPSN 2023'!N$3:N$442,MATCH($C223,'SISPSN 2023'!$J$3:$J$442,0)),\"\")","v":4823.4799999999996},{"$f":"IFERROR(INDEX('SISPSN 2023'!O$3:O$442,MATCH($C223,'SISPSN 2023'!$J$3:$J$442,0)),\"\")","v":15.91},{"$f":"IFERROR(INDEX('SISPSN 2023'!P$3:P$442,MATCH($C223,'SISPSN 2023'!$J$3:$J$442,0)),\"\")","v":4845.38},{"$f":"IFERROR(INDEX('SISPSN 2023'!Q$3:Q$442,MATCH($C223,'SISPSN 2023'!$J$3:$J$442,0)),\"\")","v":15.99},{"$f":"IFERROR(INDEX('SISPSN 2023'!R$3:R$442,MATCH($C223,'SISPSN 2023'!$J$3:$J$442,0)),\"\")","v":3.65},{"$f":"IFERROR(INDEX('SISPSN 2023'!S$3:S$442,MATCH($C223,'SISPSN 2023'!$J$3:$J$442,0)),\"\")","v":5.48},{"$f":"IFERROR(INDEX('SISPSN 2023'!T$3:T$442,MATCH($C223,'SISPSN 2023'!$J$3:$J$442,0)),\"\")","v":0.03},{"$f":"IFERROR(INDEX('SISPSN 2023'!U$3:U$442,MATCH($C223,'SISPSN 2023'!$J$3:$J$442,0)),\"\")","v":"P 2"},null,0.5,3.6128907943542562E-4,7.9574002231743685E-2,7.9935291311179116E-2,6.0214846572570939E-5,9.0404755950051699E-5,{"$f":"IFERROR(PERCENTRANK(_xlfn._xlws.FILTER($AD$4:$AD$547,$AD$4:$AD$547<>\"\"),AD223),\"\")","v":""},0.157,0.14299999999999999,0.17899999999999999]
["Kalimantan Tengah","Kalimantan Tengah","Kab. Sukamara",66845,2022,null,"Kalimantan Tengah","Kalimantan Tengah","Sukamara",68.27,68.94,70.349999999999994,0.311,1,{"$f":"IFERROR(INDEX('SISPSN 2023'!H$3:H$442,MATCH($C224,'SISPSN 2023'!$J$3:$J$442,0)),\"\")","v":2023},{"$f":"IFERROR(INDEX('SISPSN 2023'!I$3:I$442,MATCH($C224,'SISPSN 2023'!$J$3:$J$442,0)),\"\")","v":"Kalimantan Tengah"},{"$f":"IFERROR(INDEX('SISPSN 2023'!J$3:J$442,MATCH($C224,'SISPSN 2023'!$J$3:$J$442,0)),\"\")","v":"Kab. Sukamara"},{"$f":"IFERROR(INDEX('SISPSN 2023'!K$3:K$442,MATCH($C224,'SISPSN 2023'!$J$3:$J$442,0)),\"\")","v":9203.69},{"$f":"IFERROR(INDEX('SISPSN 2023'!L$3:L$442,MATCH($C224,'SISPSN 2023'!$J$3:$J$442,0)),\"\")","v":1913.56},{"$f":"IFERROR(INDEX('SISPSN 2023'!M$3:M$442,MATCH($C224,'SISPSN 2023'!$J$3:$J$442,0)),\"\")","v":20.79},{"$f":"IFERROR(INDEX('SISPSN 2023'!N$3:N$442,MATCH($C224,'SISPSN 2023'!$J$3:$J$442,0)),\"\")","v":3470.42},{"$f":"IFERROR(INDEX('SISPSN 2023'!O$3:O$442,MATCH($C224,'SISPSN 2023'!$J$3:$J$442,0)),\"\")","v":37.71},{"$f":"IFERROR(INDEX('SISPSN 2023'!P$3:P$442,MATCH($C224,'SISPSN 2023'!$J$3:$J$442,0)),\"\")","v":5383.98},{"$f":"IFERROR(INDEX('SISPSN 2023'!Q$3:Q$442,MATCH($C224,'SISPSN 2023'!$J$3:$J$442,0)),\"\")","v":58.5},{"$f":"IFERROR(INDEX('SISPSN 2023'!R$3:R$442,MATCH($C224,'SISPSN 2023'!$J$3:$J$442,0)),\"\")","v":1771.21},{"$f":"IFERROR(INDEX('SISPSN 2023'!S$3:S$442,MATCH($C224,'SISPSN 2023'!$J$3:$J$442,0)),\"\")","v":0},{"$f":"IFERROR(INDEX('SISPSN 2023'!T$3:T$442,MATCH($C224,'SISPSN 2023'!$J$3:$J$442,0)),\"\")","v":19.239999999999998},{"$f":"IFERROR(INDEX('SISPSN 2023'!U$3:U$442,MATCH($C224,'SISPSN 2023'!$J$3:$J$442,0)),\"\")","v":"P 2"},null,0.37722475938508326,7.8429652733731786E-2,0.14223950931258883,0.22066916204632059,7.2595259735003387E-2,0,{"$f":"IFERROR(PERCENTRANK(_xlfn._xlws.FILTER($AD$4:$AD$547,$AD$4:$AD$547<>\"\"),AD224),\"\")","v":""},0.82299999999999995,0.47699999999999998,0.82]
["Kalimantan Tengah","total","total",2741075,2022,null,"Kalimantan Tengah","total","Kalimantan Tengah",71.25,71.63,73.73,0.622,0,{"$f":"IFERROR(INDEX('SISPSN 2023'!H$3:H$442,MATCH($C225,'SISPSN 2023'!$J$3:$J$442,0)),\"\")","v":""},{"$f":"IFERROR(INDEX('SISPSN 2023'!I$3:I$442,MATCH($C225,'SISPSN 2023'!$J$3:$J$442,0)),\"\")","v":""},{"$f":"IFERROR(INDEX('SISPSN 2023'!J$3:J$442,MATCH($C225,'SISPSN 2023'!$J$3:$J$442,0)),\"\")","v":""},{"$f":"IFERROR(INDEX('SISPSN 2023'!K$3:K$442,MATCH($C225,'SISPSN 2023'!$J$3:$J$442,0)),\"\")","v":""},{"$f":"IFERROR(INDEX('SISPSN 2023'!L$3:L$442,MATCH($C225,'SISPSN 2023'!$J$3:$J$442,0)),\"\")","v":""},{"$f":"IFERROR(INDEX('SISPSN 2023'!M$3:M$442,MATCH($C225,'SISPSN 2023'!$J$3:$J$442,0)),\"\")","v":""},{"$f":"IFERROR(INDEX('SISPSN 2023'!N$3:N$442,MATCH($C225,'SISPSN 2023'!$J$3:$J$442,0)),\"\")","v":""},{"$f":"IFERROR(INDEX('SISPSN 2023'!O$3:O$442,MATCH($C225,'SISPSN 2023'!$J$3:$J$442,0)),\"\")","v":""},{"$f":"IFERROR(INDEX('SISPSN 2023'!P$3:P$442,MATCH($C225,'SISPSN 2023'!$J$3:$J$442,0)),\"\")","v":""},{"$f":"IFERROR(INDEX('SISPSN 2023'!Q$3:Q$442,MATCH($C225,'SISPSN 2023'!$J$3:$J$442,0)),\"\")","v":""},{"$f":"IFERROR(INDEX('SISPSN 2023'!R$3:R$442,MATCH($C225,'SISPSN 2023'!$J$3:$J$442,0)),\"\")","v":""},{"$f":"IFERROR(INDEX('SISPSN 2023'!S$3:S$442,MATCH($C225,'SISPSN 2023'!$J$3:$J$442,0)),\"\")","v":""},{"$f":"IFERROR(INDEX('SISPSN 2023'!T$3:T$442,MATCH($C225,'SISPSN 2023'!$J$3:$J$442,0)),\"\")","v":""},{"$f":"IFERROR(INDEX('SISPSN 2023'!U$3:U$442,MATCH($C225,'SISPSN 2023'!$J$3:$J$442,0)),\"\")","v":""},null,{"$error":"#VALUE!"},{"$error":"#VALUE!"},{"$error":"#VALUE!"},{"$error":"#VALUE!"},{"$error":"#VALUE!"},{"$error":"#VALUE!"},{"$f":"IFERROR(PERCENTRANK(_xlfn._xlws.FILTER($AD$4:$AD$547,$AD$4:$AD$547<>\"\"),AD225),\"\")","v":""},{"$error":"#VALUE!"},{"$error":"#VALUE!"},{"$error":"#VALUE!"}]
["Kalimantan Timur","Kalimantan Timur","Kota Balikpapan",710040,2023,null,"Kalimantan Timur","Kalimantan Timur","Balikpapan",81.069999999999993,81.489999999999995,82.03,0.95,1,{"$f":"IFERROR(INDEX('SISPSN 2023'!H$3:H$442,MATCH($C226,'SISPSN 2023'!$J$3:$J$442,0)),\"\")","v":2023},{"$f":"IFERROR(INDEX('SISPSN 2023'!I$3:I$442,MATCH($C226,'SISPSN 2023'!$J$3:$J$442,0)),\"\")","v":"Kalimantan Timur"},{"$f":"IFERROR(INDEX('SISPSN 2023'!J$3:J$442,MATCH($C226,'SISPSN 2023'!$J$3:$J$442,0)),\"\")","v":"Kota Balikpapan"},{"$f":"IFERROR(INDEX('SISPSN 2023'!K$3:K$442,MATCH($C226,'SISPSN 2023'!$J$3:$J$442,0)),\"\")","v":193038.43},{"$f":"IFERROR(INDEX('SISPSN 2023'!L$3:L$442,MATCH($C226,'SISPSN 2023'!$J$3:$J$442,0)),\"\")","v":52142.720000000001},{"$f":"IFERROR(INDEX('SISPSN 2023'!M$3:M$442,MATCH($C226,'SISPSN 2023'!$J$3:$J$442,0)),\"\")","v":27.01},{"$f":"IFERROR(INDEX('SISPSN 2023'!N$3:N$442,MATCH($C226,'SISPSN 2023'!$J$3:$J$442,0)),\"\")","v":139878.65},{"$f":"IFERROR(INDEX('SISPSN 2023'!O$3:O$442,MATCH($C226,'SISPSN 2023'!$J$3:$J$442,0)),\"\")","v":72.459999999999994},{"$f":"IFERROR(INDEX('SISPSN 2023'!P$3:P$442,MATCH($C226,'SISPSN 2023'!$J$3:$J$442,0)),\"\")","v":192021.37},{"$f":"IFERROR(INDEX('SISPSN 2023'!Q$3:Q$442,MATCH($C226,'SISPSN 2023'!$J$3:$J$442,0)),\"\")","v":99.47},{"$f":"IFERROR(INDEX('SISPSN 2023'!R$3:R$442,MATCH($C226,'SISPSN 2023'!$J$3:$J$442,0)),\"\")","v":38514.69},{"$f":"IFERROR(INDEX('SISPSN 2023'!S$3:S$442,MATCH($C226,'SISPSN 2023'!$J$3:$J$442,0)),\"\")","v":616.54999999999995},{"$f":"IFERROR(INDEX('SISPSN 2023'!T$3:T$442,MATCH($C226,'SISPSN 2023'!$J$3:$J$442,0)),\"\")","v":20.27},{"$f":"IFERROR(INDEX('SISPSN 2023'!U$3:U$442,MATCH($C226,'SISPSN 2023'!$J$3:$J$442,0)),\"\")","v":"P 2"},null,0.74484875635021142,0.20119537930720474,0.53972899848204581,0.74092437778925047,0.14861092139898735,2.3789900318176172E-3,{"$f":"IFERROR(PERCENTRANK(_xlfn._xlws.FILTER($AD$4:$AD$547,$AD$4:$AD$547<>\"\"),AD226),\"\")","v":""},0.92800000000000005,0.82499999999999996,0.83899999999999997]
["Kalimantan Timur","Kalimantan Timur","Kab. Berau",258290.00000000003,2023,null,"Kalimantan Timur","Kalimantan Timur","Berau",75.69,76.239999999999995,76.709999999999994,0.81200000000000006,1,{"$f":"IFERROR(INDEX('SISPSN 2023'!H$3:H$442,MATCH($C227,'SISPSN 2023'!$J$3:$J$442,0)),\"\")","v":2023},{"$f":"IFERROR(INDEX('SISPSN 2023'!I$3:I$442,MATCH($C227,'SISPSN 2023'!$J$3:$J$442,0)),\"\")","v":"Kalimantan Timur"},{"$f":"IFERROR(INDEX('SISPSN 2023'!J$3:J$442,MATCH($C227,'SISPSN 2023'!$J$3:$J$442,0)),\"\")","v":"Kab. Berau"},{"$f":"IFERROR(INDEX('SISPSN 2023'!K$3:K$442,MATCH($C227,'SISPSN 2023'!$J$3:$J$442,0)),\"\")","v":51282.14},{"$f":"IFERROR(INDEX('SISPSN 2023'!L$3:L$442,MATCH($C227,'SISPSN 2023'!$J$3:$J$442,0)),\"\")","v":9605.89},{"$f":"IFERROR(INDEX('SISPSN 2023'!M$3:M$442,MATCH($C227,'SISPSN 2023'!$J$3:$J$442,0)),\"\")","v":18.73},{"$f":"IFERROR(INDEX('SISPSN 2023'!N$3:N$442,MATCH($C227,'SISPSN 2023'!$J$3:$J$442,0)),\"\")","v":31118.31},{"$f":"IFERROR(INDEX('SISPSN 2023'!O$3:O$442,MATCH($C227,'SISPSN 2023'!$J$3:$J$442,0)),\"\")","v":60.68},{"$f":"IFERROR(INDEX('SISPSN 2023'!P$3:P$442,MATCH($C227,'SISPSN 2023'!$J$3:$J$442,0)),\"\")","v":40724.199999999997},{"$f":"IFERROR(INDEX('SISPSN 2023'!Q$3:Q$442,MATCH($C227,'SISPSN 2023'!$J$3:$J$442,0)),\"\")","v":79.41},{"$f":"IFERROR(INDEX('SISPSN 2023'!R$3:R$442,MATCH($C227,'SISPSN 2023'!$J$3:$J$442,0)),\"\")","v":8999.74},{"$f":"IFERROR(INDEX('SISPSN 2023'!S$3:S$442,MATCH($C227,'SISPSN 2023'!$J$3:$J$442,0)),\"\")","v":60.16},{"$f":"IFERROR(INDEX('SISPSN 2023'!T$3:T$442,MATCH($C227,'SISPSN 2023'!$J$3:$J$442,0)),\"\")","v":17.670000000000002},{"$f":"IFERROR(INDEX('SISPSN 2023'!U$3:U$442,MATCH($C227,'SISPSN 2023'!$J$3:$J$442,0)),\"\")","v":"P 2"},null,0.54395839443505412,0.10189131150766606,0.33007721489649783,0.43196852640416389,9.5461775205421096E-2,6.3812736771930449E-4,{"$f":"IFERROR(PERCENTRANK(_xlfn._xlws.FILTER($AD$4:$AD$547,$AD$4:$AD$547<>\"\"),AD227),\"\")","v":""},0.77300000000000002,0.67100000000000004,0.78100000000000003]
["Kalimantan Timur","Kalimantan Timur","Kota Bontang",185850,2023,null,"Kalimantan Timur","Kalimantan Timur","Bontang",80.650000000000006,81,81.63,0.94199999999999995,1,{"$f":"IFERROR(INDEX('SISPSN 2023'!H$3:H$442,MATCH($C228,'SISPSN 2023'!$J$3:$J$442,0)),\"\")","v":2023},{"$f":"IFERROR(INDEX('SISPSN 2023'!I$3:I$442,MATCH($C228,'SISPSN 2023'!$J$3:$J$442,0)),\"\")","v":"Kalimantan Timur"},{"$f":"IFERROR(INDEX('SISPSN 2023'!J$3:J$442,MATCH($C228,'SISPSN 2023'!$J$3:$J$442,0)),\"\")","v":"Kota Bontang"},{"$f":"IFERROR(INDEX('SISPSN 2023'!K$3:K$442,MATCH($C228,'SISPSN 2023'!$J$3:$J$442,0)),\"\")","v":38829.46},{"$f":"IFERROR(INDEX('SISPSN 2023'!L$3:L$442,MATCH($C228,'SISPSN 2023'!$J$3:$J$442,0)),\"\")","v":11690.7},{"$f":"IFERROR(INDEX('SISPSN 2023'!M$3:M$442,MATCH($C228,'SISPSN 2023'!$J$3:$J$442,0)),\"\")","v":30.11},{"$f":"IFERROR(INDEX('SISPSN 2023'!N$3:N$442,MATCH($C228,'SISPSN 2023'!$J$3:$J$442,0)),\"\")","v":27016.15},{"$f":"IFERROR(INDEX('SISPSN 2023'!O$3:O$442,MATCH($C228,'SISPSN 2023'!$J$3:$J$442,0)),\"\")","v":69.58},{"$f":"IFERROR(INDEX('SISPSN 2023'!P$3:P$442,MATCH($C228,'SISPSN 2023'!$J$3:$J$442,0)),\"\")","v":38706.85},{"$f":"IFERROR(INDEX('SISPSN 2023'!Q$3:Q$442,MATCH($C228,'SISPSN 2023'!$J$3:$J$442,0)),\"\")","v":99.68},{"$f":"IFERROR(INDEX('SISPSN 2023'!R$3:R$442,MATCH($C228,'SISPSN 2023'!$J$3:$J$442,0)),\"\")","v":11186.26},{"$f":"IFERROR(INDEX('SISPSN 2023'!S$3:S$442,MATCH($C228,'SISPSN 2023'!$J$3:$J$442,0)),\"\")","v":236.1},{"$f":"IFERROR(INDEX('SISPSN 2023'!T$3:T$442,MATCH($C228,'SISPSN 2023'!$J$3:$J$442,0)),\"\")","v":29.42},{"$f":"IFERROR(INDEX('SISPSN 2023'!U$3:U$442,MATCH($C228,'SISPSN 2023'!$J$3:$J$442,0)),\"\")","v":"P 2"},null,0.57240829804563254,0.17233960219797229,0.39826122849108686,0.5706008306890592,0.16490335039673326,3.4804913374683515E-3,{"$f":"IFERROR(PERCENTRANK(_xlfn._xlws.FILTER($AD$4:$AD$547,$AD$4:$AD$547<>\"\"),AD228),\"\")","v":""},0.97699999999999998,0.748,0.96399999999999997]
["Kalimantan Timur","Kalimantan Timur","Kab. Kutai Barat",177130,2023,null,"Kalimantan Timur","Kalimantan Timur","Kutai Barat",72.31,73.16,73.97,0.64700000000000002,1,{"$f":"IFERROR(INDEX('SISPSN 2023'!H$3:H$442,MATCH($C229,'SISPSN 2023'!$J$3:$J$442,0)),\"\")","v":2023},{"$f":"IFERROR(INDEX('SISPSN 2023'!I$3:I$442,MATCH($C229,'SISPSN 2023'!$J$3:$J$442,0)),\"\")","v":"Kalimantan Timur"},{"$f":"IFERROR(INDEX('SISPSN 2023'!J$3:J$442,MATCH($C229,'SISPSN 2023'!$J$3:$J$442,0)),\"\")","v":"Kab. Kutai Barat"},{"$f":"IFERROR(INDEX('SISPSN 2023'!K$3:K$442,MATCH($C229,'SISPSN 2023'!$J$3:$J$442,0)),\"\")","v":25843.02},{"$f":"IFERROR(INDEX('SISPSN 2023'!L$3:L$442,MATCH($C229,'SISPSN 2023'!$J$3:$J$442,0)),\"\")","v":0},{"$f":"IFERROR(INDEX('SISPSN 2023'!M$3:M$442,MATCH($C229,'SISPSN 2023'!$J$3:$J$442,0)),\"\")","v":0},{"$f":"IFERROR(INDEX('SISPSN 2023'!N$3:N$442,MATCH($C229,'SISPSN 2023'!$J$3:$J$442,0)),\"\")","v":10776.99},{"$f":"IFERROR(INDEX('SISPSN 2023'!O$3:O$442,MATCH($C229,'SISPSN 2023'!$J$3:$J$442,0)),\"\")","v":41.7},{"$f":"IFERROR(INDEX('SISPSN 2023'!P$3:P$442,MATCH($C229,'SISPSN 2023'!$J$3:$J$442,0)),\"\")","v":10776.99},{"$f":"IFERROR(INDEX('SISPSN 2023'!Q$3:Q$442,MATCH($C229,'SISPSN 2023'!$J$3:$J$442,0)),\"\")","v":41.7},{"$f":"IFERROR(INDEX('SISPSN 2023'!R$3:R$442,MATCH($C229,'SISPSN 2023'!$J$3:$J$442,0)),\"\")","v":0},{"$f":"IFERROR(INDEX('SISPSN 2023'!S$3:S$442,MATCH($C229,'SISPSN 2023'!$J$3:$J$442,0)),\"\")","v":0},{"$f":"IFERROR(INDEX('SISPSN 2023'!T$3:T$442,MATCH($C229,'SISPSN 2023'!$J$3:$J$442,0)),\"\")","v":0},{"$f":"IFERROR(INDEX('SISPSN 2023'!U$3:U$442,MATCH($C229,'SISPSN 2023'!$J$3:$J$442,0)),\"\")","v":"P 2"},null,0.3997222069697281,0,0.1666911308078812,0.1666911308078812,0,0,{"$f":"IFERROR(PERCENTRANK(_xlfn._xlws.FILTER($AD$4:$AD$547,$AD$4:$AD$547<>\"\"),AD229),\"\")","v":""},0,0.52200000000000002,0]
["Kalimantan Timur","Kalimantan Timur","Kab. Kutai Kartanegara",756790,2023,null,"Kalimantan Timur","Kalimantan Timur","Kutai Kartanegara",74.69,75.31,75.95,0.78700000000000003,1,{"$f":"IFERROR(INDEX('SISPSN 2023'!H$3:H$442,MATCH($C230,'SISPSN 2023'!$J$3:$J$442,0)),\"\")","v":2023},{"$f":"IFERROR(INDEX('SISPSN 2023'!I$3:I$442,MATCH($C230,'SISPSN 2023'!$J$3:$J$442,0)),\"\")","v":"Kalimantan Timur"},{"$f":"IFERROR(INDEX('SISPSN 2023'!J$3:J$442,MATCH($C230,'SISPSN 2023'!$J$3:$J$442,0)),\"\")","v":"Kab. Kutai Kartanegara"},{"$f":"IFERROR(INDEX('SISPSN 2023'!K$3:K$442,MATCH($C230,'SISPSN 2023'!$J$3:$J$442,0)),\"\")","v":117121.18},{"$f":"IFERROR(INDEX('SISPSN 2023'!L$3:L$442,MATCH($C230,'SISPSN 2023'!$J$3:$J$442,0)),\"\")","v":17462.77},{"$f":"IFERROR(INDEX('SISPSN 2023'!M$3:M$442,MATCH($C230,'SISPSN 2023'!$J$3:$J$442,0)),\"\")","v":14.91},{"$f":"IFERROR(INDEX('SISPSN 2023'!N$3:N$442,MATCH($C230,'SISPSN 2023'!$J$3:$J$442,0)),\"\")","v":78939.61},{"$f":"IFERROR(INDEX('SISPSN 2023'!O$3:O$442,MATCH($C230,'SISPSN 2023'!$J$3:$J$442,0)),\"\")","v":67.400000000000006},{"$f":"IFERROR(INDEX('SISPSN 2023'!P$3:P$442,MATCH($C230,'SISPSN 2023'!$J$3:$J$442,0)),\"\")","v":96402.37},{"$f":"IFERROR(INDEX('SISPSN 2023'!Q$3:Q$442,MATCH($C230,'SISPSN 2023'!$J$3:$J$442,0)),\"\")","v":82.31},{"$f":"IFERROR(INDEX('SISPSN 2023'!R$3:R$442,MATCH($C230,'SISPSN 2023'!$J$3:$J$442,0)),\"\")","v":17167.099999999999},{"$f":"IFERROR(INDEX('SISPSN 2023'!S$3:S$442,MATCH($C230,'SISPSN 2023'!$J$3:$J$442,0)),\"\")","v":91.76},{"$f":"IFERROR(INDEX('SISPSN 2023'!T$3:T$442,MATCH($C230,'SISPSN 2023'!$J$3:$J$442,0)),\"\")","v":14.74},{"$f":"IFERROR(INDEX('SISPSN 2023'!U$3:U$442,MATCH($C230,'SISPSN 2023'!$J$3:$J$442,0)),\"\")","v":"P 2"},null,0.42400130182148216,6.3218601566421409E-2,0.28577664095665778,0.348995206321147,6.2148219036894659E-2,3.3218892991975662E-4,{"$f":"IFERROR(PERCENTRANK(_xlfn._xlws.FILTER($AD$4:$AD$547,$AD$4:$AD$547<>\"\"),AD230),\"\")","v":""},0.65400000000000003,0.73699999999999999,0.69599999999999995]
["Kalimantan Timur","Kalimantan Timur","Kab. Kutai Timur",455500,2023,null,"Kalimantan Timur","Kalimantan Timur","Kutai Timur",74.150000000000006,74.69,75.33,0.76,1,{"$f":"IFERROR(INDEX('SISPSN 2023'!H$3:H$442,MATCH($C231,'SISPSN 2023'!$J$3:$J$442,0)),\"\")","v":2023},{"$f":"IFERROR(INDEX('SISPSN 2023'!I$3:I$442,MATCH($C231,'SISPSN 2023'!$J$3:$J$442,0)),\"\")","v":"Kalimantan Timur"},{"$f":"IFERROR(INDEX('SISPSN 2023'!J$3:J$442,MATCH($C231,'SISPSN 2023'!$J$3:$J$442,0)),\"\")","v":"Kab. Kutai Timur"},{"$f":"IFERROR(INDEX('SISPSN 2023'!K$3:K$442,MATCH($C231,'SISPSN 2023'!$J$3:$J$442,0)),\"\")","v":77706.13},{"$f":"IFERROR(INDEX('SISPSN 2023'!L$3:L$442,MATCH($C231,'SISPSN 2023'!$J$3:$J$442,0)),\"\")","v":407.45},{"$f":"IFERROR(INDEX('SISPSN 2023'!M$3:M$442,MATCH($C231,'SISPSN 2023'!$J$3:$J$442,0)),\"\")","v":0.52},{"$f":"IFERROR(INDEX('SISPSN 2023'!N$3:N$442,MATCH($C231,'SISPSN 2023'!$J$3:$J$442,0)),\"\")","v":41720.61},{"$f":"IFERROR(INDEX('SISPSN 2023'!O$3:O$442,MATCH($C231,'SISPSN 2023'!$J$3:$J$442,0)),\"\")","v":53.69},{"$f":"IFERROR(INDEX('SISPSN 2023'!P$3:P$442,MATCH($C231,'SISPSN 2023'!$J$3:$J$442,0)),\"\")","v":42128.06},{"$f":"IFERROR(INDEX('SISPSN 2023'!Q$3:Q$442,MATCH($C231,'SISPSN 2023'!$J$3:$J$442,0)),\"\")","v":54.21},{"$f":"IFERROR(INDEX('SISPSN 2023'!R$3:R$442,MATCH($C231,'SISPSN 2023'!$J$3:$J$442,0)),\"\")","v":0.75},{"$f":"IFERROR(INDEX('SISPSN 2023'!S$3:S$442,MATCH($C231,'SISPSN 2023'!$J$3:$J$442,0)),\"\")","v":2574.36},{"$f":"IFERROR(INDEX('SISPSN 2023'!T$3:T$442,MATCH($C231,'SISPSN 2023'!$J$3:$J$442,0)),\"\")","v":3.31},{"$f":"IFERROR(INDEX('SISPSN 2023'!U$3:U$442,MATCH($C231,'SISPSN 2023'!$J$3:$J$442,0)),\"\")","v":"P 2"},null,0.46738420823120763,2.4507165090296677E-3,0.25093971700524786,0.25339043351427754,4.5110746883599233E-6,1.5484173646301672E-2,{"$f":"IFERROR(PERCENTRANK(_xlfn._xlws.FILTER($AD$4:$AD$547,$AD$4:$AD$547<>\"\"),AD231),\"\")","v":""},0.223,0.61,0.38900000000000001]
["Kalimantan Timur","Kalimantan Timur","Kab. Mahakam Ulu",33770,2023,null,"Kalimantan Timur","Kalimantan Timur","Mahakam Ulu",68.36,69.17,70.02,0.28599999999999998,1,{"$f":"IFERROR(INDEX('SISPSN 2023'!H$3:H$442,MATCH($C232,'SISPSN 2023'!$J$3:$J$442,0)),\"\")","v":2023},{"$f":"IFERROR(INDEX('SISPSN 2023'!I$3:I$442,MATCH($C232,'SISPSN 2023'!$J$3:$J$442,0)),\"\")","v":"Kalimantan Timur"},{"$f":"IFERROR(INDEX('SISPSN 2023'!J$3:J$442,MATCH($C232,'SISPSN 2023'!$J$3:$J$442,0)),\"\")","v":"Kab. Mahakam Ulu"},{"$f":"IFERROR(INDEX('SISPSN 2023'!K$3:K$442,MATCH($C232,'SISPSN 2023'!$J$3:$J$442,0)),\"\")","v":6538.11},{"$f":"IFERROR(INDEX('SISPSN 2023'!L$3:L$442,MATCH($C232,'SISPSN 2023'!$J$3:$J$442,0)),\"\")","v":0.15},{"$f":"IFERROR(INDEX('SISPSN 2023'!M$3:M$442,MATCH($C232,'SISPSN 2023'!$J$3:$J$442,0)),\"\")","v":0},{"$f":"IFERROR(INDEX('SISPSN 2023'!N$3:N$442,MATCH($C232,'SISPSN 2023'!$J$3:$J$442,0)),\"\")","v":2555},{"$f":"IFERROR(INDEX('SISPSN 2023'!O$3:O$442,MATCH($C232,'SISPSN 2023'!$J$3:$J$442,0)),\"\")","v":39.08},{"$f":"IFERROR(INDEX('SISPSN 2023'!P$3:P$442,MATCH($C232,'SISPSN 2023'!$J$3:$J$442,0)),\"\")","v":2555.15},{"$f":"IFERROR(INDEX('SISPSN 2023'!Q$3:Q$442,MATCH($C232,'SISPSN 2023'!$J$3:$J$442,0)),\"\")","v":39.08},{"$f":"IFERROR(INDEX('SISPSN 2023'!R$3:R$442,MATCH($C232,'SISPSN 2023'!$J$3:$J$442,0)),\"\")","v":0.15},{"$f":"IFERROR(INDEX('SISPSN 2023'!S$3:S$442,MATCH($C232,'SISPSN 2023'!$J$3:$J$442,0)),\"\")","v":0},{"$f":"IFERROR(INDEX('SISPSN 2023'!T$3:T$442,MATCH($C232,'SISPSN 2023'!$J$3:$J$442,0)),\"\")","v":0},{"$f":"IFERROR(INDEX('SISPSN 2023'!U$3:U$442,MATCH($C232,'SISPSN 2023'!$J$3:$J$442,0)),\"\")","v":"P 2"},null,0.53043026760397693,1.216934865589544E-5,0.20728457210541901,0.20729674145407492,1.216934865589544E-5,0,{"$f":"IFERROR(PERCENTRANK(_xlfn._xlws.FILTER($AD$4:$AD$547,$AD$4:$AD$547<>\"\"),AD232),\"\")","v":""},0,0.497,0]
["Kalimantan Timur","Kalimantan Timur","Kab. Paser",284110,2023,null,"Kalimantan Timur","Kalimantan Timur","Paser",73.34,73.849999999999994,74.56,0.70499999999999996,1,{"$f":"IFERROR(INDEX('SISPSN 2023'!H$3:H$442,MATCH($C233,'SISPSN 2023'!$J$3:$J$442,0)),\"\")","v":2023},{"$f":"IFERROR(INDEX('SISPSN 2023'!I$3:I$442,MATCH($C233,'SISPSN 2023'!$J$3:$J$442,0)),\"\")","v":"Kalimantan Timur"},{"$f":"IFERROR(INDEX('SISPSN 2023'!J$3:J$442,MATCH($C233,'SISPSN 2023'!$J$3:$J$442,0)),\"\")","v":"Kab. Paser"},{"$f":"IFERROR(INDEX('SISPSN 2023'!K$3:K$442,MATCH($C233,'SISPSN 2023'!$J$3:$J$442,0)),\"\")","v":44299.9},{"$f":"IFERROR(INDEX('SISPSN 2023'!L$3:L$442,MATCH($C233,'SISPSN 2023'!$J$3:$J$442,0)),\"\")","v":4454.4799999999996},{"$f":"IFERROR(INDEX('SISPSN 2023'!M$3:M$442,MATCH($C233,'SISPSN 2023'!$J$3:$J$442,0)),\"\")","v":10.06},{"$f":"IFERROR(INDEX('SISPSN 2023'!N$3:N$442,MATCH($C233,'SISPSN 2023'!$J$3:$J$442,0)),\"\")","v":27440.35},{"$f":"IFERROR(INDEX('SISPSN 2023'!O$3:O$442,MATCH($C233,'SISPSN 2023'!$J$3:$J$442,0)),\"\")","v":61.94},{"$f":"IFERROR(INDEX('SISPSN 2023'!P$3:P$442,MATCH($C233,'SISPSN 2023'!$J$3:$J$442,0)),\"\")","v":31894.83},{"$f":"IFERROR(INDEX('SISPSN 2023'!Q$3:Q$442,MATCH($C233,'SISPSN 2023'!$J$3:$J$442,0)),\"\")","v":72},{"$f":"IFERROR(INDEX('SISPSN 2023'!R$3:R$442,MATCH($C233,'SISPSN 2023'!$J$3:$J$442,0)),\"\")","v":2645.53},{"$f":"IFERROR(INDEX('SISPSN 2023'!S$3:S$442,MATCH($C233,'SISPSN 2023'!$J$3:$J$442,0)),\"\")","v":100.01},{"$f":"IFERROR(INDEX('SISPSN 2023'!T$3:T$442,MATCH($C233,'SISPSN 2023'!$J$3:$J$442,0)),\"\")","v":6.2},{"$f":"IFERROR(INDEX('SISPSN 2023'!U$3:U$442,MATCH($C233,'SISPSN 2023'!$J$3:$J$442,0)),\"\")","v":"P 2"},null,0.42719224610571921,4.2955386274754662E-2,0.26461244270138473,0.30756782897613938,2.5511342076168644E-2,9.6441519129914475E-4,{"$f":"IFERROR(PERCENTRANK(_xlfn._xlws.FILTER($AD$4:$AD$547,$AD$4:$AD$547<>\"\"),AD233),\"\")","v":""},0.52400000000000002,0.68700000000000006,0.5]
["Kalimantan Timur","Kalimantan Timur","Kab. Penajam Paser Utara",197630,2023,null,"Kalimantan Timur","Kalimantan Timur","Penajam Paser Utara",73.010000000000005,73.56,74.33,0.68200000000000005,1,{"$f":"IFERROR(INDEX('SISPSN 2023'!H$3:H$442,MATCH($C234,'SISPSN 2023'!$J$3:$J$442,0)),\"\")","v":2023},{"$f":"IFERROR(INDEX('SISPSN 2023'!I$3:I$442,MATCH($C234,'SISPSN 2023'!$J$3:$J$442,0)),\"\")","v":"Kalimantan Timur"},{"$f":"IFERROR(INDEX('SISPSN 2023'!J$3:J$442,MATCH($C234,'SISPSN 2023'!$J$3:$J$442,0)),\"\")","v":"Kab. Penajam Paser Utara"},{"$f":"IFERROR(INDEX('SISPSN 2023'!K$3:K$442,MATCH($C234,'SISPSN 2023'!$J$3:$J$442,0)),\"\")","v":35873.300000000003},{"$f":"IFERROR(INDEX('SISPSN 2023'!L$3:L$442,MATCH($C234,'SISPSN 2023'!$J$3:$J$442,0)),\"\")","v":7252.76},{"$f":"IFERROR(INDEX('SISPSN 2023'!M$3:M$442,MATCH($C234,'SISPSN 2023'!$J$3:$J$442,0)),\"\")","v":20.22},{"$f":"IFERROR(INDEX('SISPSN 2023'!N$3:N$442,MATCH($C234,'SISPSN 2023'!$J$3:$J$442,0)),\"\")","v":13418.13},{"$f":"IFERROR(INDEX('SISPSN 2023'!O$3:O$442,MATCH($C234,'SISPSN 2023'!$J$3:$J$442,0)),\"\")","v":37.4},{"$f":"IFERROR(INDEX('SISPSN 2023'!P$3:P$442,MATCH($C234,'SISPSN 2023'!$J$3:$J$442,0)),\"\")","v":20670.89},{"$f":"IFERROR(INDEX('SISPSN 2023'!Q$3:Q$442,MATCH($C234,'SISPSN 2023'!$J$3:$J$442,0)),\"\")","v":57.62},{"$f":"IFERROR(INDEX('SISPSN 2023'!R$3:R$442,MATCH($C234,'SISPSN 2023'!$J$3:$J$442,0)),\"\")","v":1300.76},{"$f":"IFERROR(INDEX('SISPSN 2023'!S$3:S$442,MATCH($C234,'SISPSN 2023'!$J$3:$J$442,0)),\"\")","v":183.23},{"$f":"IFERROR(INDEX('SISPSN 2023'!T$3:T$442,MATCH($C234,'SISPSN 2023'!$J$3:$J$442,0)),\"\")","v":4.1399999999999997},{"$f":"IFERROR(INDEX('SISPSN 2023'!U$3:U$442,MATCH($C234,'SISPSN 2023'!$J$3:$J$442,0)),\"\")","v":"P 2"},null,0.49730817031134006,0.10054432698712622,0.18601426908870111,0.28655859607582734,1.8032313046588373E-2,2.5401001872185397E-3,{"$f":"IFERROR(PERCENTRANK(_xlfn._xlws.FILTER($AD$4:$AD$547,$AD$4:$AD$547<>\"\"),AD234),\"\")","v":""},0.81399999999999995,0.46899999999999997,0.433]
["Kalimantan Timur","Kalimantan Timur","Kota Samarinda",850630,2023,null,"Kalimantan Timur","Kalimantan Timur","Samarinda",81.05,81.72,82.61,0.95799999999999996,1,{"$f":"IFERROR(INDEX('SISPSN 2023'!H$3:H$442,MATCH($C235,'SISPSN 2023'!$J$3:$J$442,0)),\"\")","v":2023},{"$f":"IFERROR(INDEX('SISPSN 2023'!I$3:I$442,MATCH($C235,'SISPSN 2023'!$J$3:$J$442,0)),\"\")","v":"Kalimantan Timur"},{"$f":"IFERROR(INDEX('SISPSN 2023'!J$3:J$442,MATCH($C235,'SISPSN 2023'!$J$3:$J$442,0)),\"\")","v":"Kota Samarinda"},{"$f":"IFERROR(INDEX('SISPSN 2023'!K$3:K$442,MATCH($C235,'SISPSN 2023'!$J$3:$J$442,0)),\"\")","v":218799.98},{"$f":"IFERROR(INDEX('SISPSN 2023'!L$3:L$442,MATCH($C235,'SISPSN 2023'!$J$3:$J$442,0)),\"\")","v":43203.88},{"$f":"IFERROR(INDEX('SISPSN 2023'!M$3:M$442,MATCH($C235,'SISPSN 2023'!$J$3:$J$442,0)),\"\")","v":19.75},{"$f":"IFERROR(INDEX('SISPSN 2023'!N$3:N$442,MATCH($C235,'SISPSN 2023'!$J$3:$J$442,0)),\"\")","v":174555.35},{"$f":"IFERROR(INDEX('SISPSN 2023'!O$3:O$442,MATCH($C235,'SISPSN 2023'!$J$3:$J$442,0)),\"\")","v":79.78},{"$f":"IFERROR(INDEX('SISPSN 2023'!P$3:P$442,MATCH($C235,'SISPSN 2023'!$J$3:$J$442,0)),\"\")","v":217759.23},{"$f":"IFERROR(INDEX('SISPSN 2023'!Q$3:Q$442,MATCH($C235,'SISPSN 2023'!$J$3:$J$442,0)),\"\")","v":99.52},{"$f":"IFERROR(INDEX('SISPSN 2023'!R$3:R$442,MATCH($C235,'SISPSN 2023'!$J$3:$J$442,0)),\"\")","v":39725.089999999997},{"$f":"IFERROR(INDEX('SISPSN 2023'!S$3:S$442,MATCH($C235,'SISPSN 2023'!$J$3:$J$442,0)),\"\")","v":895.65},{"$f":"IFERROR(INDEX('SISPSN 2023'!T$3:T$442,MATCH($C235,'SISPSN 2023'!$J$3:$J$442,0)),\"\")","v":18.57},{"$f":"IFERROR(INDEX('SISPSN 2023'!U$3:U$442,MATCH($C235,'SISPSN 2023'!$J$3:$J$442,0)),\"\")","v":"P 2"},null,{"$f":"IF(ISBLANK(R235),\"\",R235*1000/$D235/365)","v":0.70471532863877362},{"$f":"IF(ISBLANK(S235),\"\",S235*1000/$D235/365)","v":0.13915191625095277},{"$f":"IF(ISBLANK(U235),\"\",U235*1000/$D235/365)","v":0.56221134408196083},{"$f":"IF(ISBLANK(W235),\"\",W235*1000/$D235/365)","v":0.70136326033291363},{"$f":"IF(ISBLANK(Y235),\"\",Y235*1000/$D235/365)","v":0.12794736020796191},{"$f":"IF(ISBLANK(Z235),\"\",Z235*1000/$D235/365)","v":2.8847273390761622E-3},{"$f":"IFERROR(PERCENTRANK(_xlfn._xlws.FILTER($AD$4:$AD$547,$AD$4:$AD$547<>\"\"),AD235),\"\")","v":""},0.80600000000000005,0.93,0.80900000000000005]
["Kalimantan Timur","total","total",3909740,2023,null,"Kalimantan Timur","total","Kalimantan Timur",76.599999999999994,77.36,78.2,0.85899999999999999,0,{"$f":"IFERROR(INDEX('SISPSN 2023'!H$3:H$442,MATCH($C236,'SISPSN 2023'!$J$3:$J$442,0)),\"\")","v":""},{"$f":"IFERROR(INDEX('SISPSN 2023'!I$3:I$442,MATCH($C236,'SISPSN 2023'!$J$3:$J$442,0)),\"\")","v":""},{"$f":"IFERROR(INDEX('SISPSN 2023'!J$3:J$442,MATCH($C236,'SISPSN 2023'!$J$3:$J$442,0)),\"\")","v":""},{"$f":"IFERROR(INDEX('SISPSN 2023'!K$3:K$442,MATCH($C236,'SISPSN 2023'!$J$3:$J$442,0)),\"\")","v":""},{"$f":"IFERROR(INDEX('SISPSN 2023'!L$3:L$442,MATCH($C236,'SISPSN 2023'!$J$3:$J$442,0)),\"\")","v":""},{"$f":"IFERROR(INDEX('SISPSN 2023'!M$3:M$442,MATCH($C236,'SISPSN 2023'!$J$3:$J$442,0)),\"\")","v":""},{"$f":"IFERROR(INDEX('SISPSN 2023'!N$3:N$442,MATCH($C236,'SISPSN 2023'!$J$3:$J$442,0)),\"\")","v":""},{"$f":"IFERROR(INDEX('SISPSN 2023'!O$3:O$442,MATCH($C236,'SISPSN 2023'!$J$3:$J$442,0)),\"\")","v":""},{"$f":"IFERROR(INDEX('SISPSN 2023'!P$3:P$442,MATCH($C236,'SISPSN 2023'!$J$3:$J$442,0)),\"\")","v":""},{"$f":"IFERROR(INDEX('SISPSN 2023'!Q$3:Q$442,MATCH($C236,'SISPSN 2023'!$J$3:$J$442,0)),\"\")","v":""},{"$f":"IFERROR(INDEX('SISPSN 2023'!R$3:R$442,MATCH($C236,'SISPSN 2023'!$J$3:$J$442,0)),\"\")","v":""},{"$f":"IFERROR(INDEX('SISPSN 2023'!S$3:S$442,MATCH($C236,'SISPSN 2023'!$J$3:$J$442,0)),\"\")","v":""},{"$f":"IFERROR(INDEX('SISPSN 2023'!T$3:T$442,MATCH($C236,'SISPSN 2023'!$J$3:$J$442,0)),\"\")","v":""},{"$f":"IFERROR(INDEX('SISPSN 2023'!U$3:U$442,MATCH($C236,'SISPSN 2023'!$J$3:$J$442,0)),\"\")","v":""},null,{"$error":"#VALUE!"},{"$error":"#VALUE!"},{"$error":"#VALUE!"},{"$error":"#VALUE!"},{"$error":"#VALUE!"},{"$error":"#VALUE!"},{"$f":"IFERROR(PERCENTRANK(_xlfn._xlws.FILTER($AD$4:$AD$547,$AD$4:$AD$547<>\"\"),AD236),\"\")","v":""},{"$error":"#VALUE!"},{"$error":"#VALUE!"},{"$error":"#VALUE!"}]
["Kalimantan Utara","total","total",730010,2023,null,"Kalimantan Utara","total","Kalimantan Utara",71.569999999999993,72.209999999999994,72.88,0.52900000000000003,0,{"$f":"IFERROR(INDEX('SISPSN 2023'!H$3:H$442,MATCH($C237,'SISPSN 2023'!$J$3:$J$442,0)),\"\")","v":""},{"$f":"IFERROR(INDEX('SISPSN 2023'!I$3:I$442,MATCH($C237,'SISPSN 2023'!$J$3:$J$442,0)),\"\")","v":""},{"$f":"IFERROR(INDEX('SISPSN 2023'!J$3:J$442,MATCH($C237,'SISPSN 2023'!$J$3:$J$442,0)),\"\")","v":""},{"$f":"IFERROR(INDEX('SISPSN 2023'!K$3:K$442,MATCH($C237,'SISPSN 2023'!$J$3:$J$442,0)),\"\")","v":""},{"$f":"IFERROR(INDEX('SISPSN 2023'!L$3:L$442,MATCH($C237,'SISPSN 2023'!$J$3:$J$442,0)),\"\")","v":""},{"$f":"IFERROR(INDEX('SISPSN 2023'!M$3:M$442,MATCH($C237,'SISPSN 2023'!$J$3:$J$442,0)),\"\")","v":""},{"$f":"IFERROR(INDEX('SISPSN 2023'!N$3:N$442,MATCH($C237,'SISPSN 2023'!$J$3:$J$442,0)),\"\")","v":""},{"$f":"IFERROR(INDEX('SISPSN 2023'!O$3:O$442,MATCH($C237,'SISPSN 2023'!$J$3:$J$442,0)),\"\")","v":""},{"$f":"IFERROR(INDEX('SISPSN 2023'!P$3:P$442,MATCH($C237,'SISPSN 2023'!$J$3:$J$442,0)),\"\")","v":""},{"$f":"IFERROR(INDEX('SISPSN 2023'!Q$3:Q$442,MATCH($C237,'SISPSN 2023'!$J$3:$J$442,0)),\"\")","v":""},{"$f":"IFERROR(INDEX('SISPSN 2023'!R$3:R$442,MATCH($C237,'SISPSN 2023'!$J$3:$J$442,0)),\"\")","v":""},{"$f":"IFERROR(INDEX('SISPSN 2023'!S$3:S$442,MATCH($C237,'SISPSN 2023'!$J$3:$J$442,0)),\"\")","v":""},{"$f":"IFERROR(INDEX('SISPSN 2023'!T$3:T$442,MATCH($C237,'SISPSN 2023'!$J$3:$J$442,0)),\"\")","v":""},{"$f":"IFERROR(INDEX('SISPSN 2023'!U$3:U$442,MATCH($C237,'SISPSN 2023'!$J$3:$J$442,0)),\"\")","v":""},null,{"$error":"#VALUE!"},{"$error":"#VALUE!"},{"$error":"#VALUE!"},{"$error":"#VALUE!"},{"$error":"#VALUE!"},{"$error":"#VALUE!"},{"$f":"IFERROR(PERCENTRANK(_xlfn._xlws.FILTER($AD$4:$AD$547,$AD$4:$AD$547<>\"\"),AD237),\"\")","v":""},{"$error":"#VALUE!"},{"$error":"#VALUE!"},{"$error":"#VALUE!"}]
["Kalimantan Utara","kalimantan utara","Kab. Bulungan",158049,2023,null,"kalimantan utara","kalimantan utara","Bulungan",72.27,72.56,73.2,0.56699999999999995,1,{"$f":"IFERROR(INDEX('SISPSN 2023'!H$3:H$442,MATCH($C238,'SISPSN 2023'!$J$3:$J$442,0)),\"\")","v":2023},{"$f":"IFERROR(INDEX('SISPSN 2023'!I$3:I$442,MATCH($C238,'SISPSN 2023'!$J$3:$J$442,0)),\"\")","v":"Kalimantan Utara"},{"$f":"IFERROR(INDEX('SISPSN 2023'!J$3:J$442,MATCH($C238,'SISPSN 2023'!$J$3:$J$442,0)),\"\")","v":"Kab. Bulungan"},{"$f":"IFERROR(INDEX('SISPSN 2023'!K$3:K$442,MATCH($C238,'SISPSN 2023'!$J$3:$J$442,0)),\"\")","v":42611.01},{"$f":"IFERROR(INDEX('SISPSN 2023'!L$3:L$442,MATCH($C238,'SISPSN 2023'!$J$3:$J$442,0)),\"\")","v":85.26},{"$f":"IFERROR(INDEX('SISPSN 2023'!M$3:M$442,MATCH($C238,'SISPSN 2023'!$J$3:$J$442,0)),\"\")","v":0.2},{"$f":"IFERROR(INDEX('SISPSN 2023'!N$3:N$442,MATCH($C238,'SISPSN 2023'!$J$3:$J$442,0)),\"\")","v":25550},{"$f":"IFERROR(INDEX('SISPSN 2023'!O$3:O$442,MATCH($C238,'SISPSN 2023'!$J$3:$J$442,0)),\"\")","v":59.96},{"$f":"IFERROR(INDEX('SISPSN 2023'!P$3:P$442,MATCH($C238,'SISPSN 2023'!$J$3:$J$442,0)),\"\")","v":25635.26},{"$f":"IFERROR(INDEX('SISPSN 2023'!Q$3:Q$442,MATCH($C238,'SISPSN 2023'!$J$3:$J$442,0)),\"\")","v":60.16},{"$f":"IFERROR(INDEX('SISPSN 2023'!R$3:R$442,MATCH($C238,'SISPSN 2023'!$J$3:$J$442,0)),\"\")","v":17},{"$f":"IFERROR(INDEX('SISPSN 2023'!S$3:S$442,MATCH($C238,'SISPSN 2023'!$J$3:$J$442,0)),\"\")","v":0},{"$f":"IFERROR(INDEX('SISPSN 2023'!T$3:T$442,MATCH($C238,'SISPSN 2023'!$J$3:$J$442,0)),\"\")","v":0.04},{"$f":"IFERROR(INDEX('SISPSN 2023'!U$3:U$442,MATCH($C238,'SISPSN 2023'!$J$3:$J$442,0)),\"\")","v":"P 2"},null,0.73864746471464504,1.4779532998999703E-3,0.44290061942815206,0.44437857272805198,2.9468925754515008E-4,0,{"$f":"IFERROR(PERCENTRANK(_xlfn._xlws.FILTER($AD$4:$AD$547,$AD$4:$AD$547<>\"\"),AD238),\"\")","v":""},0.19,0.66500000000000004,0.182]
["Kalimantan Utara","kalimantan utara","Malinau",85533,2023,null,"kalimantan utara","kalimantan utara","Malinau",73.12,73.55,74,0.65300000000000002,0,{"$f":"IFERROR(INDEX('SISPSN 2023'!H$3:H$442,MATCH($C239,'SISPSN 2023'!$J$3:$J$442,0)),\"\")","v":""},{"$f":"IFERROR(INDEX('SISPSN 2023'!I$3:I$442,MATCH($C239,'SISPSN 2023'!$J$3:$J$442,0)),\"\")","v":""},{"$f":"IFERROR(INDEX('SISPSN 2023'!J$3:J$442,MATCH($C239,'SISPSN 2023'!$J$3:$J$442,0)),\"\")","v":""},{"$f":"IFERROR(INDEX('SISPSN 2023'!K$3:K$442,MATCH($C239,'SISPSN 2023'!$J$3:$J$442,0)),\"\")","v":""},{"$f":"IFERROR(INDEX('SISPSN 2023'!L$3:L$442,MATCH($C239,'SISPSN 2023'!$J$3:$J$442,0)),\"\")","v":""},{"$f":"IFERROR(INDEX('SISPSN 2023'!M$3:M$442,MATCH($C239,'SISPSN 2023'!$J$3:$J$442,0)),\"\")","v":""},{"$f":"IFERROR(INDEX('SISPSN 2023'!N$3:N$442,MATCH($C239,'SISPSN 2023'!$J$3:$J$442,0)),\"\")","v":""},{"$f":"IFERROR(INDEX('SISPSN 2023'!O$3:O$442,MATCH($C239,'SISPSN 2023'!$J$3:$J$442,0)),\"\")","v":""},{"$f":"IFERROR(INDEX('SISPSN 2023'!P$3:P$442,MATCH($C239,'SISPSN 2023'!$J$3:$J$442,0)),\"\")","v":""},{"$f":"IFERROR(INDEX('SISPSN 2023'!Q$3:Q$442,MATCH($C239,'SISPSN 2023'!$J$3:$J$442,0)),\"\")","v":""},{"$f":"IFERROR(INDEX('SISPSN 2023'!R$3:R$442,MATCH($C239,'SISPSN 2023'!$J$3:$J$442,0)),\"\")","v":""},{"$f":"IFERROR(INDEX('SISPSN 2023'!S$3:S$442,MATCH($C239,'SISPSN 2023'!$J$3:$J$442,0)),\"\")","v":""},{"$f":"IFERROR(INDEX('SISPSN 2023'!T$3:T$442,MATCH($C239,'SISPSN 2023'!$J$3:$J$442,0)),\"\")","v":""},{"$f":"IFERROR(INDEX('SISPSN 2023'!U$3:U$442,MATCH($C239,'SISPSN 2023'!$J$3:$J$442,0)),\"\")","v":""},null,{"$error":"#VALUE!"},{"$error":"#VALUE!"},{"$error":"#VALUE!"},{"$error":"#VALUE!"},{"$error":"#VALUE!"},{"$error":"#VALUE!"},{"$f":"IFERROR(PERCENTRANK(_xlfn._xlws.FILTER($AD$4:$AD$547,$AD$4:$AD$547<>\"\"),AD239),\"\")","v":""},{"$error":"#VALUE!"},{"$error":"#VALUE!"},{"$error":"#VALUE!"}]
["Kalimantan Utara","kalimantan utara","Kab. Nunukan",207873,2023,null,"kalimantan utara","kalimantan utara","Nunukan",67.180000000000007,67.88,68.430000000000007,0.20399999999999999,1,{"$f":"IFERROR(INDEX('SISPSN 2023'!H$3:H$442,MATCH($C240,'SISPSN 2023'!$J$3:$J$442,0)),\"\")","v":2023},{"$f":"IFERROR(INDEX('SISPSN 2023'!I$3:I$442,MATCH($C240,'SISPSN 2023'!$J$3:$J$442,0)),\"\")","v":"Kalimantan Utara"},{"$f":"IFERROR(INDEX('SISPSN 2023'!J$3:J$442,MATCH($C240,'SISPSN 2023'!$J$3:$J$442,0)),\"\")","v":"Kab. Nunukan"},{"$f":"IFERROR(INDEX('SISPSN 2023'!K$3:K$442,MATCH($C240,'SISPSN 2023'!$J$3:$J$442,0)),\"\")","v":15966.43},{"$f":"IFERROR(INDEX('SISPSN 2023'!L$3:L$442,MATCH($C240,'SISPSN 2023'!$J$3:$J$442,0)),\"\")","v":4308.4399999999996},{"$f":"IFERROR(INDEX('SISPSN 2023'!M$3:M$442,MATCH($C240,'SISPSN 2023'!$J$3:$J$442,0)),\"\")","v":26.98},{"$f":"IFERROR(INDEX('SISPSN 2023'!N$3:N$442,MATCH($C240,'SISPSN 2023'!$J$3:$J$442,0)),\"\")","v":8126.18},{"$f":"IFERROR(INDEX('SISPSN 2023'!O$3:O$442,MATCH($C240,'SISPSN 2023'!$J$3:$J$442,0)),\"\")","v":50.9},{"$f":"IFERROR(INDEX('SISPSN 2023'!P$3:P$442,MATCH($C240,'SISPSN 2023'!$J$3:$J$442,0)),\"\")","v":12434.62},{"$f":"IFERROR(INDEX('SISPSN 2023'!Q$3:Q$442,MATCH($C240,'SISPSN 2023'!$J$3:$J$442,0)),\"\")","v":77.88},{"$f":"IFERROR(INDEX('SISPSN 2023'!R$3:R$442,MATCH($C240,'SISPSN 2023'!$J$3:$J$442,0)),\"\")","v":4252.68},{"$f":"IFERROR(INDEX('SISPSN 2023'!S$3:S$442,MATCH($C240,'SISPSN 2023'!$J$3:$J$442,0)),\"\")","v":11.15},{"$f":"IFERROR(INDEX('SISPSN 2023'!T$3:T$442,MATCH($C240,'SISPSN 2023'!$J$3:$J$442,0)),\"\")","v":26.7},{"$f":"IFERROR(INDEX('SISPSN 2023'!U$3:U$442,MATCH($C240,'SISPSN 2023'!$J$3:$J$442,0)),\"\")","v":"P 2"},null,0.2104344664079339,5.6784407813806753E-2,0.10710148431645798,0.16388589213026475,5.6049501773639585E-2,1.4695484841936881E-4,{"$f":"IFERROR(PERCENTRANK(_xlfn._xlws.FILTER($AD$4:$AD$547,$AD$4:$AD$547<>\"\"),AD240),\"\")","v":""},0.92500000000000004,0.59099999999999997,0.93600000000000005]
["Kalimantan Utara","kalimantan utara","Kab. Tana Tidung",27470,2023,null,"kalimantan utara","kalimantan utara","Tana Tidung",68.59,69.45,70.06,0.28799999999999998,1,{"$f":"IFERROR(INDEX('SISPSN 2023'!H$3:H$442,MATCH($C241,'SISPSN 2023'!$J$3:$J$442,0)),\"\")","v":2023},{"$f":"IFERROR(INDEX('SISPSN 2023'!I$3:I$442,MATCH($C241,'SISPSN 2023'!$J$3:$J$442,0)),\"\")","v":"Kalimantan Utara"},{"$f":"IFERROR(INDEX('SISPSN 2023'!J$3:J$442,MATCH($C241,'SISPSN 2023'!$J$3:$J$442,0)),\"\")","v":"Kab. Tana Tidung"},{"$f":"IFERROR(INDEX('SISPSN 2023'!K$3:K$442,MATCH($C241,'SISPSN 2023'!$J$3:$J$442,0)),\"\")","v":5234.83},{"$f":"IFERROR(INDEX('SISPSN 2023'!L$3:L$442,MATCH($C241,'SISPSN 2023'!$J$3:$J$442,0)),\"\")","v":39.5},{"$f":"IFERROR(INDEX('SISPSN 2023'!M$3:M$442,MATCH($C241,'SISPSN 2023'!$J$3:$J$442,0)),\"\")","v":0.75},{"$f":"IFERROR(INDEX('SISPSN 2023'!N$3:N$442,MATCH($C241,'SISPSN 2023'!$J$3:$J$442,0)),\"\")","v":4818},{"$f":"IFERROR(INDEX('SISPSN 2023'!O$3:O$442,MATCH($C241,'SISPSN 2023'!$J$3:$J$442,0)),\"\")","v":92.04},{"$f":"IFERROR(INDEX('SISPSN 2023'!P$3:P$442,MATCH($C241,'SISPSN 2023'!$J$3:$J$442,0)),\"\")","v":4857.5},{"$f":"IFERROR(INDEX('SISPSN 2023'!Q$3:Q$442,MATCH($C241,'SISPSN 2023'!$J$3:$J$442,0)),\"\")","v":92.79},{"$f":"IFERROR(INDEX('SISPSN 2023'!R$3:R$442,MATCH($C241,'SISPSN 2023'!$J$3:$J$442,0)),\"\")","v":39.5},{"$f":"IFERROR(INDEX('SISPSN 2023'!S$3:S$442,MATCH($C241,'SISPSN 2023'!$J$3:$J$442,0)),\"\")","v":0},{"$f":"IFERROR(INDEX('SISPSN 2023'!T$3:T$442,MATCH($C241,'SISPSN 2023'!$J$3:$J$442,0)),\"\")","v":0.75},{"$f":"IFERROR(INDEX('SISPSN 2023'!U$3:U$442,MATCH($C241,'SISPSN 2023'!$J$3:$J$442,0)),\"\")","v":"P 2"},null,0.52209683290862763,3.9395405199196135E-3,0.48052420822715686,0.48446374874707654,3.9395405199196135E-3,0,{"$f":"IFERROR(PERCENTRANK(_xlfn._xlws.FILTER($AD$4:$AD$547,$AD$4:$AD$547<>\"\"),AD241),\"\")","v":""},0.23699999999999999,0.98799999999999999,0.28100000000000003]
["Kalimantan Utara","kalimantan utara","Tarakan",251085,2023,null,"kalimantan utara","kalimantan utara","Tarakan",76.3,76.75,77.61,0.84499999999999997,0,{"$f":"IFERROR(INDEX('SISPSN 2023'!H$3:H$442,MATCH($C242,'SISPSN 2023'!$J$3:$J$442,0)),\"\")","v":""},{"$f":"IFERROR(INDEX('SISPSN 2023'!I$3:I$442,MATCH($C242,'SISPSN 2023'!$J$3:$J$442,0)),\"\")","v":""},{"$f":"IFERROR(INDEX('SISPSN 2023'!J$3:J$442,MATCH($C242,'SISPSN 2023'!$J$3:$J$442,0)),\"\")","v":""},{"$f":"IFERROR(INDEX('SISPSN 2023'!K$3:K$442,MATCH($C242,'SISPSN 2023'!$J$3:$J$442,0)),\"\")","v":""},{"$f":"IFERROR(INDEX('SISPSN 2023'!L$3:L$442,MATCH($C242,'SISPSN 2023'!$J$3:$J$442,0)),\"\")","v":""},{"$f":"IFERROR(INDEX('SISPSN 2023'!M$3:M$442,MATCH($C242,'SISPSN 2023'!$J$3:$J$442,0)),\"\")","v":""},{"$f":"IFERROR(INDEX('SISPSN 2023'!N$3:N$442,MATCH($C242,'SISPSN 2023'!$J$3:$J$442,0)),\"\")","v":""},{"$f":"IFERROR(INDEX('SISPSN 2023'!O$3:O$442,MATCH($C242,'SISPSN 2023'!$J$3:$J$442,0)),\"\")","v":""},{"$f":"IFERROR(INDEX('SISPSN 2023'!P$3:P$442,MATCH($C242,'SISPSN 2023'!$J$3:$J$442,0)),\"\")","v":""},{"$f":"IFERROR(INDEX('SISPSN 2023'!Q$3:Q$442,MATCH($C242,'SISPSN 2023'!$J$3:$J$442,0)),\"\")","v":""},{"$f":"IFERROR(INDEX('SISPSN 2023'!R$3:R$442,MATCH($C242,'SISPSN 2023'!$J$3:$J$442,0)),\"\")","v":""},{"$f":"IFERROR(INDEX('SISPSN 2023'!S$3:S$442,MATCH($C242,'SISPSN 2023'!$J$3:$J$442,0)),\"\")","v":""},{"$f":"IFERROR(INDEX('SISPSN 2023'!T$3:T$442,MATCH($C242,'SISPSN 2023'!$J$3:$J$442,0)),\"\")","v":""},{"$f":"IFERROR(INDEX('SISPSN 2023'!U$3:U$442,MATCH($C242,'SISPSN 2023'!$J$3:$J$442,0)),\"\")","v":""},null,{"$error":"#VALUE!"},{"$error":"#VALUE!"},{"$error":"#VALUE!"},{"$error":"#VALUE!"},{"$error":"#VALUE!"},{"$error":"#VALUE!"},{"$f":"IFERROR(PERCENTRANK(_xlfn._xlws.FILTER($AD$4:$AD$547,$AD$4:$AD$547<>\"\"),AD242),\"\")","v":""},{"$error":"#VALUE!"},{"$error":"#VALUE!"},{"$error":"#VALUE!"}]
["Kepulauan Bangka Belitung","Kepulauan Bangka Belitung","Kab. Bangka",334344,2022,null,"Kepulauan Bangka Belitung","Kepulauan Bangka Belitung","Bangka",73.13,73.62,74.34,0.68600000000000005,1,{"$f":"IFERROR(INDEX('SISPSN 2023'!H$3:H$442,MATCH($C243,'SISPSN 2023'!$J$3:$J$442,0)),\"\")","v":2023},{"$f":"IFERROR(INDEX('SISPSN 2023'!I$3:I$442,MATCH($C243,'SISPSN 2023'!$J$3:$J$442,0)),\"\")","v":"Kepulauan Bangka Belitung"},{"$f":"IFERROR(INDEX('SISPSN 2023'!J$3:J$442,MATCH($C243,'SISPSN 2023'!$J$3:$J$442,0)),\"\")","v":"Kab. Bangka"},{"$f":"IFERROR(INDEX('SISPSN 2023'!K$3:K$442,MATCH($C243,'SISPSN 2023'!$J$3:$J$442,0)),\"\")","v":49790.53},{"$f":"IFERROR(INDEX('SISPSN 2023'!L$3:L$442,MATCH($C243,'SISPSN 2023'!$J$3:$J$442,0)),\"\")","v":2975.23},{"$f":"IFERROR(INDEX('SISPSN 2023'!M$3:M$442,MATCH($C243,'SISPSN 2023'!$J$3:$J$442,0)),\"\")","v":5.98},{"$f":"IFERROR(INDEX('SISPSN 2023'!N$3:N$442,MATCH($C243,'SISPSN 2023'!$J$3:$J$442,0)),\"\")","v":25752.240000000002},{"$f":"IFERROR(INDEX('SISPSN 2023'!O$3:O$442,MATCH($C243,'SISPSN 2023'!$J$3:$J$442,0)),\"\")","v":51.72},{"$f":"IFERROR(INDEX('SISPSN 2023'!P$3:P$442,MATCH($C243,'SISPSN 2023'!$J$3:$J$442,0)),\"\")","v":28727.46},{"$f":"IFERROR(INDEX('SISPSN 2023'!Q$3:Q$442,MATCH($C243,'SISPSN 2023'!$J$3:$J$442,0)),\"\")","v":57.7},{"$f":"IFERROR(INDEX('SISPSN 2023'!R$3:R$442,MATCH($C243,'SISPSN 2023'!$J$3:$J$442,0)),\"\")","v":2206.4499999999998},{"$f":"IFERROR(INDEX('SISPSN 2023'!S$3:S$442,MATCH($C243,'SISPSN 2023'!$J$3:$J$442,0)),\"\")","v":132.88999999999999},{"$f":"IFERROR(INDEX('SISPSN 2023'!T$3:T$442,MATCH($C243,'SISPSN 2023'!$J$3:$J$442,0)),\"\")","v":4.7},{"$f":"IFERROR(INDEX('SISPSN 2023'!U$3:U$442,MATCH($C243,'SISPSN 2023'!$J$3:$J$442,0)),\"\")","v":"P 2"},null,0.40800017634204327,2.4380024969771107E-2,0.21102242657795808,0.23540236960440056,1.8080385749858482E-2,1.0889448944225765E-3,{"$f":"IFERROR(PERCENTRANK(_xlfn._xlws.FILTER($AD$4:$AD$547,$AD$4:$AD$547<>\"\"),AD243),\"\")","v":""},0.44400000000000001,0.60199999999999998,0.44700000000000001]
["Kepulauan Bangka Belitung","Kepulauan Bangka Belitung","Kab. Bangka Barat",209413,2022,null,"Kepulauan Bangka Belitung","Kepulauan Bangka Belitung","Bangka Barat",70.28,70.790000000000006,71.13,0.379,1,{"$f":"IFERROR(INDEX('SISPSN 2023'!H$3:H$442,MATCH($C244,'SISPSN 2023'!$J$3:$J$442,0)),\"\")","v":2023},{"$f":"IFERROR(INDEX('SISPSN 2023'!I$3:I$442,MATCH($C244,'SISPSN 2023'!$J$3:$J$442,0)),\"\")","v":"Kepulauan Bangka Belitung"},{"$f":"IFERROR(INDEX('SISPSN 2023'!J$3:J$442,MATCH($C244,'SISPSN 2023'!$J$3:$J$442,0)),\"\")","v":"Kab. Bangka Barat"},{"$f":"IFERROR(INDEX('SISPSN 2023'!K$3:K$442,MATCH($C244,'SISPSN 2023'!$J$3:$J$442,0)),\"\")","v":30629.49},{"$f":"IFERROR(INDEX('SISPSN 2023'!L$3:L$442,MATCH($C244,'SISPSN 2023'!$J$3:$J$442,0)),\"\")","v":593.44000000000005},{"$f":"IFERROR(INDEX('SISPSN 2023'!M$3:M$442,MATCH($C244,'SISPSN 2023'!$J$3:$J$442,0)),\"\")","v":1.94},{"$f":"IFERROR(INDEX('SISPSN 2023'!N$3:N$442,MATCH($C244,'SISPSN 2023'!$J$3:$J$442,0)),\"\")","v":1218.54},{"$f":"IFERROR(INDEX('SISPSN 2023'!O$3:O$442,MATCH($C244,'SISPSN 2023'!$J$3:$J$442,0)),\"\")","v":3.98},{"$f":"IFERROR(INDEX('SISPSN 2023'!P$3:P$442,MATCH($C244,'SISPSN 2023'!$J$3:$J$442,0)),\"\")","v":1811.98},{"$f":"IFERROR(INDEX('SISPSN 2023'!Q$3:Q$442,MATCH($C244,'SISPSN 2023'!$J$3:$J$442,0)),\"\")","v":5.92},{"$f":"IFERROR(INDEX('SISPSN 2023'!R$3:R$442,MATCH($C244,'SISPSN 2023'!$J$3:$J$442,0)),\"\")","v":135.41999999999999},{"$f":"IFERROR(INDEX('SISPSN 2023'!S$3:S$442,MATCH($C244,'SISPSN 2023'!$J$3:$J$442,0)),\"\")","v":0},{"$f":"IFERROR(INDEX('SISPSN 2023'!T$3:T$442,MATCH($C244,'SISPSN 2023'!$J$3:$J$442,0)),\"\")","v":0.44},{"$f":"IFERROR(INDEX('SISPSN 2023'!U$3:U$442,MATCH($C244,'SISPSN 2023'!$J$3:$J$442,0)),\"\")","v":"P 2"},null,0.40072207054435066,7.7639067951780936E-3,1.5942017703889717E-2,2.3705924499067815E-2,1.7716841773439901E-3,0,{"$f":"IFERROR(PERCENTRANK(_xlfn._xlws.FILTER($AD$4:$AD$547,$AD$4:$AD$547<>\"\"),AD244),\"\")","v":""},0.30599999999999999,1.2999999999999999E-2,0.25900000000000001]
["Kepulauan Bangka Belitung","Kepulauan Bangka Belitung","Kab. Bangka Selatan",202263,2022,null,"Kepulauan Bangka Belitung","Kepulauan Bangka Belitung","Bangka Selatan",68.239999999999995,69.12,69.67,0.26100000000000001,1,{"$f":"IFERROR(INDEX('SISPSN 2023'!H$3:H$442,MATCH($C245,'SISPSN 2023'!$J$3:$J$442,0)),\"\")","v":2023},{"$f":"IFERROR(INDEX('SISPSN 2023'!I$3:I$442,MATCH($C245,'SISPSN 2023'!$J$3:$J$442,0)),\"\")","v":"Kepulauan Bangka Belitung"},{"$f":"IFERROR(INDEX('SISPSN 2023'!J$3:J$442,MATCH($C245,'SISPSN 2023'!$J$3:$J$442,0)),\"\")","v":"Kab. Bangka Selatan"},{"$f":"IFERROR(INDEX('SISPSN 2023'!K$3:K$442,MATCH($C245,'SISPSN 2023'!$J$3:$J$442,0)),\"\")","v":30710.22},{"$f":"IFERROR(INDEX('SISPSN 2023'!L$3:L$442,MATCH($C245,'SISPSN 2023'!$J$3:$J$442,0)),\"\")","v":5728.49},{"$f":"IFERROR(INDEX('SISPSN 2023'!M$3:M$442,MATCH($C245,'SISPSN 2023'!$J$3:$J$442,0)),\"\")","v":18.649999999999999},{"$f":"IFERROR(INDEX('SISPSN 2023'!N$3:N$442,MATCH($C245,'SISPSN 2023'!$J$3:$J$442,0)),\"\")","v":15461.4},{"$f":"IFERROR(INDEX('SISPSN 2023'!O$3:O$442,MATCH($C245,'SISPSN 2023'!$J$3:$J$442,0)),\"\")","v":50.35},{"$f":"IFERROR(INDEX('SISPSN 2023'!P$3:P$442,MATCH($C245,'SISPSN 2023'!$J$3:$J$442,0)),\"\")","v":21189.89},{"$f":"IFERROR(INDEX('SISPSN 2023'!Q$3:Q$442,MATCH($C245,'SISPSN 2023'!$J$3:$J$442,0)),\"\")","v":69},{"$f":"IFERROR(INDEX('SISPSN 2023'!R$3:R$442,MATCH($C245,'SISPSN 2023'!$J$3:$J$442,0)),\"\")","v":5084.3999999999996},{"$f":"IFERROR(INDEX('SISPSN 2023'!S$3:S$442,MATCH($C245,'SISPSN 2023'!$J$3:$J$442,0)),\"\")","v":861.4},{"$f":"IFERROR(INDEX('SISPSN 2023'!T$3:T$442,MATCH($C245,'SISPSN 2023'!$J$3:$J$442,0)),\"\")","v":19.36},{"$f":"IFERROR(INDEX('SISPSN 2023'!U$3:U$442,MATCH($C245,'SISPSN 2023'!$J$3:$J$442,0)),\"\")","v":"P 2"},null,0.41598111884573991,7.7594484165096594E-2,0.20943029619851383,0.2870247803636104,6.8870050447677675E-2,1.1667976842032404E-2,{"$f":"IFERROR(PERCENTRANK(_xlfn._xlws.FILTER($AD$4:$AD$547,$AD$4:$AD$547<>\"\"),AD245),\"\")","v":""},0.77,0.58499999999999996,0.82299999999999995]
["Kepulauan Bangka Belitung","Kepulauan Bangka Belitung","Kab. Bangka Tengah",205510,2022,null,"Kepulauan Bangka Belitung","Kepulauan Bangka Belitung","Bangka Tengah",71.55,72.06,72.36,0.49,1,{"$f":"IFERROR(INDEX('SISPSN 2023'!H$3:H$442,MATCH($C246,'SISPSN 2023'!$J$3:$J$442,0)),\"\")","v":2023},{"$f":"IFERROR(INDEX('SISPSN 2023'!I$3:I$442,MATCH($C246,'SISPSN 2023'!$J$3:$J$442,0)),\"\")","v":"Kepulauan Bangka Belitung"},{"$f":"IFERROR(INDEX('SISPSN 2023'!J$3:J$442,MATCH($C246,'SISPSN 2023'!$J$3:$J$442,0)),\"\")","v":"Kab. Bangka Tengah"},{"$f":"IFERROR(INDEX('SISPSN 2023'!K$3:K$442,MATCH($C246,'SISPSN 2023'!$J$3:$J$442,0)),\"\")","v":30604.52},{"$f":"IFERROR(INDEX('SISPSN 2023'!L$3:L$442,MATCH($C246,'SISPSN 2023'!$J$3:$J$442,0)),\"\")","v":5895.74},{"$f":"IFERROR(INDEX('SISPSN 2023'!M$3:M$442,MATCH($C246,'SISPSN 2023'!$J$3:$J$442,0)),\"\")","v":19.260000000000002},{"$f":"IFERROR(INDEX('SISPSN 2023'!N$3:N$442,MATCH($C246,'SISPSN 2023'!$J$3:$J$442,0)),\"\")","v":17155.349999999999},{"$f":"IFERROR(INDEX('SISPSN 2023'!O$3:O$442,MATCH($C246,'SISPSN 2023'!$J$3:$J$442,0)),\"\")","v":56.05},{"$f":"IFERROR(INDEX('SISPSN 2023'!P$3:P$442,MATCH($C246,'SISPSN 2023'!$J$3:$J$442,0)),\"\")","v":23051.09},{"$f":"IFERROR(INDEX('SISPSN 2023'!Q$3:Q$442,MATCH($C246,'SISPSN 2023'!$J$3:$J$442,0)),\"\")","v":75.319999999999993},{"$f":"IFERROR(INDEX('SISPSN 2023'!R$3:R$442,MATCH($C246,'SISPSN 2023'!$J$3:$J$442,0)),\"\")","v":5569.16},{"$f":"IFERROR(INDEX('SISPSN 2023'!S$3:S$442,MATCH($C246,'SISPSN 2023'!$J$3:$J$442,0)),\"\")","v":0},{"$f":"IFERROR(INDEX('SISPSN 2023'!T$3:T$442,MATCH($C246,'SISPSN 2023'!$J$3:$J$442,0)),\"\")","v":18.2},{"$f":"IFERROR(INDEX('SISPSN 2023'!U$3:U$442,MATCH($C246,'SISPSN 2023'!$J$3:$J$442,0)),\"\")","v":"P 2"},null,0.40799961072453894,7.859818173698177E-2,0.22870399933876498,0.30730218107574675,7.4244428994889422E-2,0,{"$f":"IFERROR(PERCENTRANK(_xlfn._xlws.FILTER($AD$4:$AD$547,$AD$4:$AD$547<>\"\"),AD246),\"\")","v":""},0.78700000000000003,0.63500000000000001,0.79]
["Kepulauan Bangka Belitung","Kepulauan Bangka Belitung","Kab. Belitung",186331,2022,null,"Kepulauan Bangka Belitung","Kepulauan Bangka Belitung","Belitung",73.010000000000005,73.83,74.489999999999995,0.69799999999999995,1,{"$f":"IFERROR(INDEX('SISPSN 2023'!H$3:H$442,MATCH($C247,'SISPSN 2023'!$J$3:$J$442,0)),\"\")","v":2023},{"$f":"IFERROR(INDEX('SISPSN 2023'!I$3:I$442,MATCH($C247,'SISPSN 2023'!$J$3:$J$442,0)),\"\")","v":"Kepulauan Bangka Belitung"},{"$f":"IFERROR(INDEX('SISPSN 2023'!J$3:J$442,MATCH($C247,'SISPSN 2023'!$J$3:$J$442,0)),\"\")","v":"Kab. Belitung"},{"$f":"IFERROR(INDEX('SISPSN 2023'!K$3:K$442,MATCH($C247,'SISPSN 2023'!$J$3:$J$442,0)),\"\")","v":27405.95},{"$f":"IFERROR(INDEX('SISPSN 2023'!L$3:L$442,MATCH($C247,'SISPSN 2023'!$J$3:$J$442,0)),\"\")","v":4073.77},{"$f":"IFERROR(INDEX('SISPSN 2023'!M$3:M$442,MATCH($C247,'SISPSN 2023'!$J$3:$J$442,0)),\"\")","v":14.86},{"$f":"IFERROR(INDEX('SISPSN 2023'!N$3:N$442,MATCH($C247,'SISPSN 2023'!$J$3:$J$442,0)),\"\")","v":15905.92},{"$f":"IFERROR(INDEX('SISPSN 2023'!O$3:O$442,MATCH($C247,'SISPSN 2023'!$J$3:$J$442,0)),\"\")","v":58.04},{"$f":"IFERROR(INDEX('SISPSN 2023'!P$3:P$442,MATCH($C247,'SISPSN 2023'!$J$3:$J$442,0)),\"\")","v":19979.7},{"$f":"IFERROR(INDEX('SISPSN 2023'!Q$3:Q$442,MATCH($C247,'SISPSN 2023'!$J$3:$J$442,0)),\"\")","v":72.900000000000006},{"$f":"IFERROR(INDEX('SISPSN 2023'!R$3:R$442,MATCH($C247,'SISPSN 2023'!$J$3:$J$442,0)),\"\")","v":4068.47},{"$f":"IFERROR(INDEX('SISPSN 2023'!S$3:S$442,MATCH($C247,'SISPSN 2023'!$J$3:$J$442,0)),\"\")","v":25.92},{"$f":"IFERROR(INDEX('SISPSN 2023'!T$3:T$442,MATCH($C247,'SISPSN 2023'!$J$3:$J$442,0)),\"\")","v":14.94},{"$f":"IFERROR(INDEX('SISPSN 2023'!U$3:U$442,MATCH($C247,'SISPSN 2023'!$J$3:$J$442,0)),\"\")","v":"P 2"},null,0.40296458732335438,5.9898855792273629E-2,0.23387339204801472,0.29377239487572676,5.9820927009917473E-2,3.8111585635314027E-4,{"$f":"IFERROR(PERCENTRANK(_xlfn._xlws.FILTER($AD$4:$AD$547,$AD$4:$AD$547<>\"\"),AD247),\"\")","v":""},0.64900000000000002,0.65100000000000002,0.71199999999999997]
["Kepulauan Bangka Belitung","Kepulauan Bangka Belitung","Kab. Belitung Timur",130463,2022,null,"Kepulauan Bangka Belitung","Kepulauan Bangka Belitung","Belitung Timur",71.91,72.760000000000005,73.31,0.58099999999999996,1,{"$f":"IFERROR(INDEX('SISPSN 2023'!H$3:H$442,MATCH($C248,'SISPSN 2023'!$J$3:$J$442,0)),\"\")","v":2023},{"$f":"IFERROR(INDEX('SISPSN 2023'!I$3:I$442,MATCH($C248,'SISPSN 2023'!$J$3:$J$442,0)),\"\")","v":"Kepulauan Bangka Belitung"},{"$f":"IFERROR(INDEX('SISPSN 2023'!J$3:J$442,MATCH($C248,'SISPSN 2023'!$J$3:$J$442,0)),\"\")","v":"Kab. Belitung Timur"},{"$f":"IFERROR(INDEX('SISPSN 2023'!K$3:K$442,MATCH($C248,'SISPSN 2023'!$J$3:$J$442,0)),\"\")","v":19169.36},{"$f":"IFERROR(INDEX('SISPSN 2023'!L$3:L$442,MATCH($C248,'SISPSN 2023'!$J$3:$J$442,0)),\"\")","v":2013.92},{"$f":"IFERROR(INDEX('SISPSN 2023'!M$3:M$442,MATCH($C248,'SISPSN 2023'!$J$3:$J$442,0)),\"\")","v":10.51},{"$f":"IFERROR(INDEX('SISPSN 2023'!N$3:N$442,MATCH($C248,'SISPSN 2023'!$J$3:$J$442,0)),\"\")","v":12182.31},{"$f":"IFERROR(INDEX('SISPSN 2023'!O$3:O$442,MATCH($C248,'SISPSN 2023'!$J$3:$J$442,0)),\"\")","v":63.55},{"$f":"IFERROR(INDEX('SISPSN 2023'!P$3:P$442,MATCH($C248,'SISPSN 2023'!$J$3:$J$442,0)),\"\")","v":14196.23},{"$f":"IFERROR(INDEX('SISPSN 2023'!Q$3:Q$442,MATCH($C248,'SISPSN 2023'!$J$3:$J$442,0)),\"\")","v":74.06},{"$f":"IFERROR(INDEX('SISPSN 2023'!R$3:R$442,MATCH($C248,'SISPSN 2023'!$J$3:$J$442,0)),\"\")","v":2013.92},{"$f":"IFERROR(INDEX('SISPSN 2023'!S$3:S$442,MATCH($C248,'SISPSN 2023'!$J$3:$J$442,0)),\"\")","v":0},{"$f":"IFERROR(INDEX('SISPSN 2023'!T$3:T$442,MATCH($C248,'SISPSN 2023'!$J$3:$J$442,0)),\"\")","v":10.51},{"$f":"IFERROR(INDEX('SISPSN 2023'!U$3:U$442,MATCH($C248,'SISPSN 2023'!$J$3:$J$442,0)),\"\")","v":"P 2"},null,0.40255700482549034,4.2292366733065245E-2,0.25582879269081593,0.29812115942388118,4.2292366733065245E-2,0,{"$f":"IFERROR(PERCENTRANK(_xlfn._xlws.FILTER($AD$4:$AD$547,$AD$4:$AD$547<>\"\"),AD248),\"\")","v":""},0.54100000000000004,0.69599999999999995,0.57999999999999996]
["Kepulauan Bangka Belitung","Kepulauan Bangka Belitung","Pangkalpinang",226297,2022,null,"Kepulauan Bangka Belitung","Kepulauan Bangka Belitung","Kota Pangkalpinang",79.12,79.77,80.45,0.90700000000000003,0,{"$f":"IFERROR(INDEX('SISPSN 2023'!H$3:H$442,MATCH($C249,'SISPSN 2023'!$J$3:$J$442,0)),\"\")","v":""},{"$f":"IFERROR(INDEX('SISPSN 2023'!I$3:I$442,MATCH($C249,'SISPSN 2023'!$J$3:$J$442,0)),\"\")","v":""},{"$f":"IFERROR(INDEX('SISPSN 2023'!J$3:J$442,MATCH($C249,'SISPSN 2023'!$J$3:$J$442,0)),\"\")","v":""},{"$f":"IFERROR(INDEX('SISPSN 2023'!K$3:K$442,MATCH($C249,'SISPSN 2023'!$J$3:$J$442,0)),\"\")","v":""},{"$f":"IFERROR(INDEX('SISPSN 2023'!L$3:L$442,MATCH($C249,'SISPSN 2023'!$J$3:$J$442,0)),\"\")","v":""},{"$f":"IFERROR(INDEX('SISPSN 2023'!M$3:M$442,MATCH($C249,'SISPSN 2023'!$J$3:$J$442,0)),\"\")","v":""},{"$f":"IFERROR(INDEX('SISPSN 2023'!N$3:N$442,MATCH($C249,'SISPSN 2023'!$J$3:$J$442,0)),\"\")","v":""},{"$f":"IFERROR(INDEX('SISPSN 2023'!O$3:O$442,MATCH($C249,'SISPSN 2023'!$J$3:$J$442,0)),\"\")","v":""},{"$f":"IFERROR(INDEX('SISPSN 2023'!P$3:P$442,MATCH($C249,'SISPSN 2023'!$J$3:$J$442,0)),\"\")","v":""},{"$f":"IFERROR(INDEX('SISPSN 2023'!Q$3:Q$442,MATCH($C249,'SISPSN 2023'!$J$3:$J$442,0)),\"\")","v":""},{"$f":"IFERROR(INDEX('SISPSN 2023'!R$3:R$442,MATCH($C249,'SISPSN 2023'!$J$3:$J$442,0)),\"\")","v":""},{"$f":"IFERROR(INDEX('SISPSN 2023'!S$3:S$442,MATCH($C249,'SISPSN 2023'!$J$3:$J$442,0)),\"\")","v":""},{"$f":"IFERROR(INDEX('SISPSN 2023'!T$3:T$442,MATCH($C249,'SISPSN 2023'!$J$3:$J$442,0)),\"\")","v":""},{"$f":"IFERROR(INDEX('SISPSN 2023'!U$3:U$442,MATCH($C249,'SISPSN 2023'!$J$3:$J$442,0)),\"\")","v":""},null,{"$error":"#VALUE!"},{"$error":"#VALUE!"},{"$error":"#VALUE!"},{"$error":"#VALUE!"},{"$error":"#VALUE!"},{"$error":"#VALUE!"},{"$f":"IFERROR(PERCENTRANK(_xlfn._xlws.FILTER($AD$4:$AD$547,$AD$4:$AD$547<>\"\"),AD249),\"\")","v":""},{"$error":"#VALUE!"},{"$error":"#VALUE!"},{"$error":"#VALUE!"}]
["Kepulauan Bangka Belitung","total","total",1494621,2022,null,"Kepulauan Bangka Belitung","total","Kepulauan Bangka Belitung",72.959999999999994,73.5,74.09,0.67,0,{"$f":"IFERROR(INDEX('SISPSN 2023'!H$3:H$442,MATCH($C250,'SISPSN 2023'!$J$3:$J$442,0)),\"\")","v":""},{"$f":"IFERROR(INDEX('SISPSN 2023'!I$3:I$442,MATCH($C250,'SISPSN 2023'!$J$3:$J$442,0)),\"\")","v":""},{"$f":"IFERROR(INDEX('SISPSN 2023'!J$3:J$442,MATCH($C250,'SISPSN 2023'!$J$3:$J$442,0)),\"\")","v":""},{"$f":"IFERROR(INDEX('SISPSN 2023'!K$3:K$442,MATCH($C250,'SISPSN 2023'!$J$3:$J$442,0)),\"\")","v":""},{"$f":"IFERROR(INDEX('SISPSN 2023'!L$3:L$442,MATCH($C250,'SISPSN 2023'!$J$3:$J$442,0)),\"\")","v":""},{"$f":"IFERROR(INDEX('SISPSN 2023'!M$3:M$442,MATCH($C250,'SISPSN 2023'!$J$3:$J$442,0)),\"\")","v":""},{"$f":"IFERROR(INDEX('SISPSN 2023'!N$3:N$442,MATCH($C250,'SISPSN 2023'!$J$3:$J$442,0)),\"\")","v":""},{"$f":"IFERROR(INDEX('SISPSN 2023'!O$3:O$442,MATCH($C250,'SISPSN 2023'!$J$3:$J$442,0)),\"\")","v":""},{"$f":"IFERROR(INDEX('SISPSN 2023'!P$3:P$442,MATCH($C250,'SISPSN 2023'!$J$3:$J$442,0)),\"\")","v":""},{"$f":"IFERROR(INDEX('SISPSN 2023'!Q$3:Q$442,MATCH($C250,'SISPSN 2023'!$J$3:$J$442,0)),\"\")","v":""},{"$f":"IFERROR(INDEX('SISPSN 2023'!R$3:R$442,MATCH($C250,'SISPSN 2023'!$J$3:$J$442,0)),\"\")","v":""},{"$f":"IFERROR(INDEX('SISPSN 2023'!S$3:S$442,MATCH($C250,'SISPSN 2023'!$J$3:$J$442,0)),\"\")","v":""},{"$f":"IFERROR(INDEX('SISPSN 2023'!T$3:T$442,MATCH($C250,'SISPSN 2023'!$J$3:$J$442,0)),\"\")","v":""},{"$f":"IFERROR(INDEX('SISPSN 2023'!U$3:U$442,MATCH($C250,'SISPSN 2023'!$J$3:$J$442,0)),\"\")","v":""},null,{"$error":"#VALUE!"},{"$error":"#VALUE!"},{"$error":"#VALUE!"},{"$error":"#VALUE!"},{"$error":"#VALUE!"},{"$error":"#VALUE!"},{"$f":"IFERROR(PERCENTRANK(_xlfn._xlws.FILTER($AD$4:$AD$547,$AD$4:$AD$547<>\"\"),AD250),\"\")","v":""},{"$error":"#VALUE!"},{"$error":"#VALUE!"},{"$error":"#VALUE!"}]
["Kepulauan Riau","Kepulauan Riau","Kota Batam",1196396,2023,null,"Kepulauan Riau","Kepulauan Riau","Batam",81.819999999999993,82.25,82.64,0.96199999999999997,1,{"$f":"IFERROR(INDEX('SISPSN 2023'!H$3:H$442,MATCH($C251,'SISPSN 2023'!$J$3:$J$442,0)),\"\")","v":2023},{"$f":"IFERROR(INDEX('SISPSN 2023'!I$3:I$442,MATCH($C251,'SISPSN 2023'!$J$3:$J$442,0)),\"\")","v":"Kepulauan Riau"},{"$f":"IFERROR(INDEX('SISPSN 2023'!J$3:J$442,MATCH($C251,'SISPSN 2023'!$J$3:$J$442,0)),\"\")","v":"Kota Batam"},{"$f":"IFERROR(INDEX('SISPSN 2023'!K$3:K$442,MATCH($C251,'SISPSN 2023'!$J$3:$J$442,0)),\"\")","v":423054.13},{"$f":"IFERROR(INDEX('SISPSN 2023'!L$3:L$442,MATCH($C251,'SISPSN 2023'!$J$3:$J$442,0)),\"\")","v":69914.210000000006},{"$f":"IFERROR(INDEX('SISPSN 2023'!M$3:M$442,MATCH($C251,'SISPSN 2023'!$J$3:$J$442,0)),\"\")","v":16.53},{"$f":"IFERROR(INDEX('SISPSN 2023'!N$3:N$442,MATCH($C251,'SISPSN 2023'!$J$3:$J$442,0)),\"\")","v":327916},{"$f":"IFERROR(INDEX('SISPSN 2023'!O$3:O$442,MATCH($C251,'SISPSN 2023'!$J$3:$J$442,0)),\"\")","v":77.510000000000005},{"$f":"IFERROR(INDEX('SISPSN 2023'!P$3:P$442,MATCH($C251,'SISPSN 2023'!$J$3:$J$442,0)),\"\")","v":397830.21},{"$f":"IFERROR(INDEX('SISPSN 2023'!Q$3:Q$442,MATCH($C251,'SISPSN 2023'!$J$3:$J$442,0)),\"\")","v":94.04},{"$f":"IFERROR(INDEX('SISPSN 2023'!R$3:R$442,MATCH($C251,'SISPSN 2023'!$J$3:$J$442,0)),\"\")","v":21571.62},{"$f":"IFERROR(INDEX('SISPSN 2023'!S$3:S$442,MATCH($C251,'SISPSN 2023'!$J$3:$J$442,0)),\"\")","v":36.5},{"$f":"IFERROR(INDEX('SISPSN 2023'!T$3:T$442,MATCH($C251,'SISPSN 2023'!$J$3:$J$442,0)),\"\")","v":5.1100000000000003},{"$f":"IFERROR(INDEX('SISPSN 2023'!U$3:U$442,MATCH($C251,'SISPSN 2023'!$J$3:$J$442,0)),\"\")","v":"P 2"},null,0.96878659821572799,0.16010232466668045,0.75092193554642439,0.9110242602131049,4.9398634538332861E-2,8.3584365043012506E-5,{"$f":"IFERROR(PERCENTRANK(_xlfn._xlws.FILTER($AD$4:$AD$547,$AD$4:$AD$547<>\"\"),AD251),\"\")","v":""},0.71199999999999997,0.90300000000000002,0.46400000000000002]
["Kepulauan Riau","Kepulauan Riau","Kab. Bintan",159518,2023,null,"Kepulauan Riau","Kepulauan Riau","Bintan",76.48,76.8,77.5,0.84099999999999997,1,{"$f":"IFERROR(INDEX('SISPSN 2023'!H$3:H$442,MATCH($C252,'SISPSN 2023'!$J$3:$J$442,0)),\"\")","v":2023},{"$f":"IFERROR(INDEX('SISPSN 2023'!I$3:I$442,MATCH($C252,'SISPSN 2023'!$J$3:$J$442,0)),\"\")","v":"Kepulauan Riau"},{"$f":"IFERROR(INDEX('SISPSN 2023'!J$3:J$442,MATCH($C252,'SISPSN 2023'!$J$3:$J$442,0)),\"\")","v":"Kab. Bintan"},{"$f":"IFERROR(INDEX('SISPSN 2023'!K$3:K$442,MATCH($C252,'SISPSN 2023'!$J$3:$J$442,0)),\"\")","v":20409.89},{"$f":"IFERROR(INDEX('SISPSN 2023'!L$3:L$442,MATCH($C252,'SISPSN 2023'!$J$3:$J$442,0)),\"\")","v":1981.66},{"$f":"IFERROR(INDEX('SISPSN 2023'!M$3:M$442,MATCH($C252,'SISPSN 2023'!$J$3:$J$442,0)),\"\")","v":9.7100000000000009},{"$f":"IFERROR(INDEX('SISPSN 2023'!N$3:N$442,MATCH($C252,'SISPSN 2023'!$J$3:$J$442,0)),\"\")","v":14592.7},{"$f":"IFERROR(INDEX('SISPSN 2023'!O$3:O$442,MATCH($C252,'SISPSN 2023'!$J$3:$J$442,0)),\"\")","v":71.5},{"$f":"IFERROR(INDEX('SISPSN 2023'!P$3:P$442,MATCH($C252,'SISPSN 2023'!$J$3:$J$442,0)),\"\")","v":16574.36},{"$f":"IFERROR(INDEX('SISPSN 2023'!Q$3:Q$442,MATCH($C252,'SISPSN 2023'!$J$3:$J$442,0)),\"\")","v":81.209999999999994},{"$f":"IFERROR(INDEX('SISPSN 2023'!R$3:R$442,MATCH($C252,'SISPSN 2023'!$J$3:$J$442,0)),\"\")","v":1773.4},{"$f":"IFERROR(INDEX('SISPSN 2023'!S$3:S$442,MATCH($C252,'SISPSN 2023'!$J$3:$J$442,0)),\"\")","v":0},{"$f":"IFERROR(INDEX('SISPSN 2023'!T$3:T$442,MATCH($C252,'SISPSN 2023'!$J$3:$J$442,0)),\"\")","v":8.69},{"$f":"IFERROR(INDEX('SISPSN 2023'!U$3:U$442,MATCH($C252,'SISPSN 2023'!$J$3:$J$442,0)),\"\")","v":"P 2"},null,0.35054042082595738,3.4035064879524908E-2,0.25063002294411918,0.28466508782364408,3.0458193664578928E-2,0,{"$f":"IFERROR(PERCENTRANK(_xlfn._xlws.FILTER($AD$4:$AD$547,$AD$4:$AD$547<>\"\"),AD252),\"\")","v":""},0.51100000000000001,0.78400000000000003,0.54100000000000004]
["Kepulauan Riau","Kepulauan Riau","Kab. Karimun",253457,2023,null,"Kepulauan Riau","Kepulauan Riau","Karimun",73.11,73.959999999999994,74.7,0.72499999999999998,1,{"$f":"IFERROR(INDEX('SISPSN 2023'!H$3:H$442,MATCH($C253,'SISPSN 2023'!$J$3:$J$442,0)),\"\")","v":2023},{"$f":"IFERROR(INDEX('SISPSN 2023'!I$3:I$442,MATCH($C253,'SISPSN 2023'!$J$3:$J$442,0)),\"\")","v":"Kepulauan Riau"},{"$f":"IFERROR(INDEX('SISPSN 2023'!J$3:J$442,MATCH($C253,'SISPSN 2023'!$J$3:$J$442,0)),\"\")","v":"Kab. Karimun"},{"$f":"IFERROR(INDEX('SISPSN 2023'!K$3:K$442,MATCH($C253,'SISPSN 2023'!$J$3:$J$442,0)),\"\")","v":66583.3},{"$f":"IFERROR(INDEX('SISPSN 2023'!L$3:L$442,MATCH($C253,'SISPSN 2023'!$J$3:$J$442,0)),\"\")","v":11184.16},{"$f":"IFERROR(INDEX('SISPSN 2023'!M$3:M$442,MATCH($C253,'SISPSN 2023'!$J$3:$J$442,0)),\"\")","v":16.8},{"$f":"IFERROR(INDEX('SISPSN 2023'!N$3:N$442,MATCH($C253,'SISPSN 2023'!$J$3:$J$442,0)),\"\")","v":31025},{"$f":"IFERROR(INDEX('SISPSN 2023'!O$3:O$442,MATCH($C253,'SISPSN 2023'!$J$3:$J$442,0)),\"\")","v":46.6},{"$f":"IFERROR(INDEX('SISPSN 2023'!P$3:P$442,MATCH($C253,'SISPSN 2023'!$J$3:$J$442,0)),\"\")","v":42209.16},{"$f":"IFERROR(INDEX('SISPSN 2023'!Q$3:Q$442,MATCH($C253,'SISPSN 2023'!$J$3:$J$442,0)),\"\")","v":63.39},{"$f":"IFERROR(INDEX('SISPSN 2023'!R$3:R$442,MATCH($C253,'SISPSN 2023'!$J$3:$J$442,0)),\"\")","v":10204.83},{"$f":"IFERROR(INDEX('SISPSN 2023'!S$3:S$442,MATCH($C253,'SISPSN 2023'!$J$3:$J$442,0)),\"\")","v":0},{"$f":"IFERROR(INDEX('SISPSN 2023'!T$3:T$442,MATCH($C253,'SISPSN 2023'!$J$3:$J$442,0)),\"\")","v":15.33},{"$f":"IFERROR(INDEX('SISPSN 2023'!U$3:U$442,MATCH($C253,'SISPSN 2023'!$J$3:$J$442,0)),\"\")","v":"P 2"},null,0.71972760665517221,0.12089440909730385,0.33536260588581102,0.45625701498311483,0.11030840874848349,0,{"$f":"IFERROR(PERCENTRANK(_xlfn._xlws.FILTER($AD$4:$AD$547,$AD$4:$AD$547<>\"\"),AD253),\"\")","v":""},0.72,0.55800000000000005,0.72]
["Kepulauan Riau","Kepulauan Riau","Kab. Kepulauan Anambas",47402,2023,null,"Kepulauan Riau","Kepulauan Riau","Kepulauan Anambas",71.86,72.150000000000006,72.8,0.52500000000000002,1,{"$f":"IFERROR(INDEX('SISPSN 2023'!H$3:H$442,MATCH($C254,'SISPSN 2023'!$J$3:$J$442,0)),\"\")","v":2023},{"$f":"IFERROR(INDEX('SISPSN 2023'!I$3:I$442,MATCH($C254,'SISPSN 2023'!$J$3:$J$442,0)),\"\")","v":"Kepulauan Riau"},{"$f":"IFERROR(INDEX('SISPSN 2023'!J$3:J$442,MATCH($C254,'SISPSN 2023'!$J$3:$J$442,0)),\"\")","v":"Kab. Kepulauan Anambas"},{"$f":"IFERROR(INDEX('SISPSN 2023'!K$3:K$442,MATCH($C254,'SISPSN 2023'!$J$3:$J$442,0)),\"\")","v":4876.8},{"$f":"IFERROR(INDEX('SISPSN 2023'!L$3:L$442,MATCH($C254,'SISPSN 2023'!$J$3:$J$442,0)),\"\")","v":255.9},{"$f":"IFERROR(INDEX('SISPSN 2023'!M$3:M$442,MATCH($C254,'SISPSN 2023'!$J$3:$J$442,0)),\"\")","v":5.25},{"$f":"IFERROR(INDEX('SISPSN 2023'!N$3:N$442,MATCH($C254,'SISPSN 2023'!$J$3:$J$442,0)),\"\")","v":178.2},{"$f":"IFERROR(INDEX('SISPSN 2023'!O$3:O$442,MATCH($C254,'SISPSN 2023'!$J$3:$J$442,0)),\"\")","v":3.65},{"$f":"IFERROR(INDEX('SISPSN 2023'!P$3:P$442,MATCH($C254,'SISPSN 2023'!$J$3:$J$442,0)),\"\")","v":434.1},{"$f":"IFERROR(INDEX('SISPSN 2023'!Q$3:Q$442,MATCH($C254,'SISPSN 2023'!$J$3:$J$442,0)),\"\")","v":8.9},{"$f":"IFERROR(INDEX('SISPSN 2023'!R$3:R$442,MATCH($C254,'SISPSN 2023'!$J$3:$J$442,0)),\"\")","v":86.02},{"$f":"IFERROR(INDEX('SISPSN 2023'!S$3:S$442,MATCH($C254,'SISPSN 2023'!$J$3:$J$442,0)),\"\")","v":0},{"$f":"IFERROR(INDEX('SISPSN 2023'!T$3:T$442,MATCH($C254,'SISPSN 2023'!$J$3:$J$442,0)),\"\")","v":1.76},{"$f":"IFERROR(INDEX('SISPSN 2023'!U$3:U$442,MATCH($C254,'SISPSN 2023'!$J$3:$J$442,0)),\"\")","v":"P 2"},null,0.2818677669805274,1.4790428471603707E-2,1.0299548079874094E-2,2.5089976551477801E-2,4.9717571595441611E-3,0,{"$f":"IFERROR(PERCENTRANK(_xlfn._xlws.FILTER($AD$4:$AD$547,$AD$4:$AD$547<>\"\"),AD254),\"\")","v":""},0.41699999999999998,1.0999999999999999E-2,0.34200000000000003]
["Kepulauan Riau","Kepulauan Riau","Lingga",98633,2023,null,"Kepulauan Riau","Kepulauan Riau","Lingga",70.819999999999993,71.48,72.23,0.47,0,{"$f":"IFERROR(INDEX('SISPSN 2023'!H$3:H$442,MATCH($C255,'SISPSN 2023'!$J$3:$J$442,0)),\"\")","v":""},{"$f":"IFERROR(INDEX('SISPSN 2023'!I$3:I$442,MATCH($C255,'SISPSN 2023'!$J$3:$J$442,0)),\"\")","v":""},{"$f":"IFERROR(INDEX('SISPSN 2023'!J$3:J$442,MATCH($C255,'SISPSN 2023'!$J$3:$J$442,0)),\"\")","v":""},{"$f":"IFERROR(INDEX('SISPSN 2023'!K$3:K$442,MATCH($C255,'SISPSN 2023'!$J$3:$J$442,0)),\"\")","v":""},{"$f":"IFERROR(INDEX('SISPSN 2023'!L$3:L$442,MATCH($C255,'SISPSN 2023'!$J$3:$J$442,0)),\"\")","v":""},{"$f":"IFERROR(INDEX('SISPSN 2023'!M$3:M$442,MATCH($C255,'SISPSN 2023'!$J$3:$J$442,0)),\"\")","v":""},{"$f":"IFERROR(INDEX('SISPSN 2023'!N$3:N$442,MATCH($C255,'SISPSN 2023'!$J$3:$J$442,0)),\"\")","v":""},{"$f":"IFERROR(INDEX('SISPSN 2023'!O$3:O$442,MATCH($C255,'SISPSN 2023'!$J$3:$J$442,0)),\"\")","v":""},{"$f":"IFERROR(INDEX('SISPSN 2023'!P$3:P$442,MATCH($C255,'SISPSN 2023'!$J$3:$J$442,0)),\"\")","v":""},{"$f":"IFERROR(INDEX('SISPSN 2023'!Q$3:Q$442,MATCH($C255,'SISPSN 2023'!$J$3:$J$442,0)),\"\")","v":""},{"$f":"IFERROR(INDEX('SISPSN 2023'!R$3:R$442,MATCH($C255,'SISPSN 2023'!$J$3:$J$442,0)),\"\")","v":""},{"$f":"IFERROR(INDEX('SISPSN 2023'!S$3:S$442,MATCH($C255,'SISPSN 2023'!$J$3:$J$442,0)),\"\")","v":""},{"$f":"IFERROR(INDEX('SISPSN 2023'!T$3:T$442,MATCH($C255,'SISPSN 2023'!$J$3:$J$442,0)),\"\")","v":""},{"$f":"IFERROR(INDEX('SISPSN 2023'!U$3:U$442,MATCH($C255,'SISPSN 2023'!$J$3:$J$442,0)),\"\")","v":""},null,{"$error":"#VALUE!"},{"$error":"#VALUE!"},{"$error":"#VALUE!"},{"$error":"#VALUE!"},{"$error":"#VALUE!"},{"$error":"#VALUE!"},{"$f":"IFERROR(PERCENTRANK(_xlfn._xlws.FILTER($AD$4:$AD$547,$AD$4:$AD$547<>\"\"),AD255),\"\")","v":""},{"$error":"#VALUE!"},{"$error":"#VALUE!"},{"$error":"#VALUE!"}]
["Kepulauan Riau","Kepulauan Riau","Kab. Natuna",81495,2023,null,"Kepulauan Riau","Kepulauan Riau","Natuna",77.33,77.59,78.23,0.86099999999999999,1,{"$f":"IFERROR(INDEX('SISPSN 2023'!H$3:H$442,MATCH($C256,'SISPSN 2023'!$J$3:$J$442,0)),\"\")","v":2023},{"$f":"IFERROR(INDEX('SISPSN 2023'!I$3:I$442,MATCH($C256,'SISPSN 2023'!$J$3:$J$442,0)),\"\")","v":"Kepulauan Riau"},{"$f":"IFERROR(INDEX('SISPSN 2023'!J$3:J$442,MATCH($C256,'SISPSN 2023'!$J$3:$J$442,0)),\"\")","v":"Kab. Natuna"},{"$f":"IFERROR(INDEX('SISPSN 2023'!K$3:K$442,MATCH($C256,'SISPSN 2023'!$J$3:$J$442,0)),\"\")","v":12725.8},{"$f":"IFERROR(INDEX('SISPSN 2023'!L$3:L$442,MATCH($C256,'SISPSN 2023'!$J$3:$J$442,0)),\"\")","v":1790.4},{"$f":"IFERROR(INDEX('SISPSN 2023'!M$3:M$442,MATCH($C256,'SISPSN 2023'!$J$3:$J$442,0)),\"\")","v":14.07},{"$f":"IFERROR(INDEX('SISPSN 2023'!N$3:N$442,MATCH($C256,'SISPSN 2023'!$J$3:$J$442,0)),\"\")","v":5135.55},{"$f":"IFERROR(INDEX('SISPSN 2023'!O$3:O$442,MATCH($C256,'SISPSN 2023'!$J$3:$J$442,0)),\"\")","v":40.36},{"$f":"IFERROR(INDEX('SISPSN 2023'!P$3:P$442,MATCH($C256,'SISPSN 2023'!$J$3:$J$442,0)),\"\")","v":6925.95},{"$f":"IFERROR(INDEX('SISPSN 2023'!Q$3:Q$442,MATCH($C256,'SISPSN 2023'!$J$3:$J$442,0)),\"\")","v":54.42},{"$f":"IFERROR(INDEX('SISPSN 2023'!R$3:R$442,MATCH($C256,'SISPSN 2023'!$J$3:$J$442,0)),\"\")","v":1790.4},{"$f":"IFERROR(INDEX('SISPSN 2023'!S$3:S$442,MATCH($C256,'SISPSN 2023'!$J$3:$J$442,0)),\"\")","v":0},{"$f":"IFERROR(INDEX('SISPSN 2023'!T$3:T$442,MATCH($C256,'SISPSN 2023'!$J$3:$J$442,0)),\"\")","v":14.07},{"$f":"IFERROR(INDEX('SISPSN 2023'!U$3:U$442,MATCH($C256,'SISPSN 2023'!$J$3:$J$442,0)),\"\")","v":"P 2"},null,0.42782017889995777,6.0190262954194183E-2,0.17264862875023007,0.23283889170442426,6.0190262954194183E-2,0,{"$f":"IFERROR(PERCENTRANK(_xlfn._xlws.FILTER($AD$4:$AD$547,$AD$4:$AD$547<>\"\"),AD256),\"\")","v":""},0.61599999999999999,0.50800000000000001,0.67100000000000004]
["Kepulauan Riau","Kepulauan Riau","Kota Tanjung Pinang",227663,2023,null,"Kepulauan Riau","Kepulauan Riau","Tanjungpinang",79.98,80.58,81.14,0.92900000000000005,1,{"$f":"IFERROR(INDEX('SISPSN 2023'!H$3:H$442,MATCH($C257,'SISPSN 2023'!$J$3:$J$442,0)),\"\")","v":2023},{"$f":"IFERROR(INDEX('SISPSN 2023'!I$3:I$442,MATCH($C257,'SISPSN 2023'!$J$3:$J$442,0)),\"\")","v":"Kepulauan Riau"},{"$f":"IFERROR(INDEX('SISPSN 2023'!J$3:J$442,MATCH($C257,'SISPSN 2023'!$J$3:$J$442,0)),\"\")","v":"Kota Tanjung Pinang"},{"$f":"IFERROR(INDEX('SISPSN 2023'!K$3:K$442,MATCH($C257,'SISPSN 2023'!$J$3:$J$442,0)),\"\")","v":55715.79},{"$f":"IFERROR(INDEX('SISPSN 2023'!L$3:L$442,MATCH($C257,'SISPSN 2023'!$J$3:$J$442,0)),\"\")","v":13100.59},{"$f":"IFERROR(INDEX('SISPSN 2023'!M$3:M$442,MATCH($C257,'SISPSN 2023'!$J$3:$J$442,0)),\"\")","v":23.51},{"$f":"IFERROR(INDEX('SISPSN 2023'!N$3:N$442,MATCH($C257,'SISPSN 2023'!$J$3:$J$442,0)),\"\")","v":35585.68},{"$f":"IFERROR(INDEX('SISPSN 2023'!O$3:O$442,MATCH($C257,'SISPSN 2023'!$J$3:$J$442,0)),\"\")","v":63.87},{"$f":"IFERROR(INDEX('SISPSN 2023'!P$3:P$442,MATCH($C257,'SISPSN 2023'!$J$3:$J$442,0)),\"\")","v":48686.27},{"$f":"IFERROR(INDEX('SISPSN 2023'!Q$3:Q$442,MATCH($C257,'SISPSN 2023'!$J$3:$J$442,0)),\"\")","v":87.38},{"$f":"IFERROR(INDEX('SISPSN 2023'!R$3:R$442,MATCH($C257,'SISPSN 2023'!$J$3:$J$442,0)),\"\")","v":13100.59},{"$f":"IFERROR(INDEX('SISPSN 2023'!S$3:S$442,MATCH($C257,'SISPSN 2023'!$J$3:$J$442,0)),\"\")","v":3025.85},{"$f":"IFERROR(INDEX('SISPSN 2023'!T$3:T$442,MATCH($C257,'SISPSN 2023'!$J$3:$J$442,0)),\"\")","v":28.94},{"$f":"IFERROR(INDEX('SISPSN 2023'!U$3:U$442,MATCH($C257,'SISPSN 2023'!$J$3:$J$442,0)),\"\")","v":"P 2"},null,0.67049103279847844,0.15765419676126677,0.42824268194054432,0.58589687870181106,0.15765419676126677,3.6413470787962907E-2,{"$f":"IFERROR(PERCENTRANK(_xlfn._xlws.FILTER($AD$4:$AD$547,$AD$4:$AD$547<>\"\"),AD257),\"\")","v":""},0.86699999999999999,0.70099999999999996,0.95799999999999996]
["Kepulauan Riau","total","total",2064564,2023,null,"Kepulauan Riau","total","Kepulauan Riau",77.87,78.48,79.08,0.876,0,{"$f":"IFERROR(INDEX('SISPSN 2023'!H$3:H$442,MATCH($C258,'SISPSN 2023'!$J$3:$J$442,0)),\"\")","v":""},{"$f":"IFERROR(INDEX('SISPSN 2023'!I$3:I$442,MATCH($C258,'SISPSN 2023'!$J$3:$J$442,0)),\"\")","v":""},{"$f":"IFERROR(INDEX('SISPSN 2023'!J$3:J$442,MATCH($C258,'SISPSN 2023'!$J$3:$J$442,0)),\"\")","v":""},{"$f":"IFERROR(INDEX('SISPSN 2023'!K$3:K$442,MATCH($C258,'SISPSN 2023'!$J$3:$J$442,0)),\"\")","v":""},{"$f":"IFERROR(INDEX('SISPSN 2023'!L$3:L$442,MATCH($C258,'SISPSN 2023'!$J$3:$J$442,0)),\"\")","v":""},{"$f":"IFERROR(INDEX('SISPSN 2023'!M$3:M$442,MATCH($C258,'SISPSN 2023'!$J$3:$J$442,0)),\"\")","v":""},{"$f":"IFERROR(INDEX('SISPSN 2023'!N$3:N$442,MATCH($C258,'SISPSN 2023'!$J$3:$J$442,0)),\"\")","v":""},{"$f":"IFERROR(INDEX('SISPSN 2023'!O$3:O$442,MATCH($C258,'SISPSN 2023'!$J$3:$J$442,0)),\"\")","v":""},{"$f":"IFERROR(INDEX('SISPSN 2023'!P$3:P$442,MATCH($C258,'SISPSN 2023'!$J$3:$J$442,0)),\"\")","v":""},{"$f":"IFERROR(INDEX('SISPSN 2023'!Q$3:Q$442,MATCH($C258,'SISPSN 2023'!$J$3:$J$442,0)),\"\")","v":""},{"$f":"IFERROR(INDEX('SISPSN 2023'!R$3:R$442,MATCH($C258,'SISPSN 2023'!$J$3:$J$442,0)),\"\")","v":""},{"$f":"IFERROR(INDEX('SISPSN 2023'!S$3:S$442,MATCH($C258,'SISPSN 2023'!$J$3:$J$442,0)),\"\")","v":""},{"$f":"IFERROR(INDEX('SISPSN 2023'!T$3:T$442,MATCH($C258,'SISPSN 2023'!$J$3:$J$442,0)),\"\")","v":""},{"$f":"IFERROR(INDEX('SISPSN 2023'!U$3:U$442,MATCH($C258,'SISPSN 2023'!$J$3:$J$442,0)),\"\")","v":""},null,{"$error":"#VALUE!"},{"$error":"#VALUE!"},{"$error":"#VALUE!"},{"$error":"#VALUE!"},{"$error":"#VALUE!"},{"$error":"#VALUE!"},{"$f":"IFERROR(PERCENTRANK(_xlfn._xlws.FILTER($AD$4:$AD$547,$AD$4:$AD$547<>\"\"),AD258),\"\")","v":""},{"$error":"#VALUE!"},{"$error":"#VALUE!"},{"$error":"#VALUE!"}]
["Bengkulu","kota benkulu","Bengkulu Selatan",170090,2022,null,"kota benkulu","kota benkulu","Bengkulu Selatan",72.930000000000007,73.58,74.06,0.66500000000000004,0,{"$f":"IFERROR(INDEX('SISPSN 2023'!H$3:H$442,MATCH($C259,'SISPSN 2023'!$J$3:$J$442,0)),\"\")","v":""},{"$f":"IFERROR(INDEX('SISPSN 2023'!I$3:I$442,MATCH($C259,'SISPSN 2023'!$J$3:$J$442,0)),\"\")","v":""},{"$f":"IFERROR(INDEX('SISPSN 2023'!J$3:J$442,MATCH($C259,'SISPSN 2023'!$J$3:$J$442,0)),\"\")","v":""},{"$f":"IFERROR(INDEX('SISPSN 2023'!K$3:K$442,MATCH($C259,'SISPSN 2023'!$J$3:$J$442,0)),\"\")","v":""},{"$f":"IFERROR(INDEX('SISPSN 2023'!L$3:L$442,MATCH($C259,'SISPSN 2023'!$J$3:$J$442,0)),\"\")","v":""},{"$f":"IFERROR(INDEX('SISPSN 2023'!M$3:M$442,MATCH($C259,'SISPSN 2023'!$J$3:$J$442,0)),\"\")","v":""},{"$f":"IFERROR(INDEX('SISPSN 2023'!N$3:N$442,MATCH($C259,'SISPSN 2023'!$J$3:$J$442,0)),\"\")","v":""},{"$f":"IFERROR(INDEX('SISPSN 2023'!O$3:O$442,MATCH($C259,'SISPSN 2023'!$J$3:$J$442,0)),\"\")","v":""},{"$f":"IFERROR(INDEX('SISPSN 2023'!P$3:P$442,MATCH($C259,'SISPSN 2023'!$J$3:$J$442,0)),\"\")","v":""},{"$f":"IFERROR(INDEX('SISPSN 2023'!Q$3:Q$442,MATCH($C259,'SISPSN 2023'!$J$3:$J$442,0)),\"\")","v":""},{"$f":"IFERROR(INDEX('SISPSN 2023'!R$3:R$442,MATCH($C259,'SISPSN 2023'!$J$3:$J$442,0)),\"\")","v":""},{"$f":"IFERROR(INDEX('SISPSN 2023'!S$3:S$442,MATCH($C259,'SISPSN 2023'!$J$3:$J$442,0)),\"\")","v":""},{"$f":"IFERROR(INDEX('SISPSN 2023'!T$3:T$442,MATCH($C259,'SISPSN 2023'!$J$3:$J$442,0)),\"\")","v":""},{"$f":"IFERROR(INDEX('SISPSN 2023'!U$3:U$442,MATCH($C259,'SISPSN 2023'!$J$3:$J$442,0)),\"\")","v":""},null,{"$error":"#VALUE!"},{"$error":"#VALUE!"},{"$error":"#VALUE!"},{"$error":"#VALUE!"},{"$error":"#VALUE!"},{"$error":"#VALUE!"},{"$f":"IFERROR(PERCENTRANK(_xlfn._xlws.FILTER($AD$4:$AD$547,$AD$4:$AD$547<>\"\"),AD259),\"\")","v":""},{"$error":"#VALUE!"},{"$error":"#VALUE!"},{"$error":"#VALUE!"}]
["Bengkulu","kota benkulu","Kab. Bengkulu Tengah",119810,2022,null,"kota benkulu","kota benkulu","Bengkulu Tengah",69.78,70.290000000000006,70.81,0.34799999999999998,1,{"$f":"IFERROR(INDEX('SISPSN 2023'!H$3:H$442,MATCH($C260,'SISPSN 2023'!$J$3:$J$442,0)),\"\")","v":2023},{"$f":"IFERROR(INDEX('SISPSN 2023'!I$3:I$442,MATCH($C260,'SISPSN 2023'!$J$3:$J$442,0)),\"\")","v":"Bengkulu"},{"$f":"IFERROR(INDEX('SISPSN 2023'!J$3:J$442,MATCH($C260,'SISPSN 2023'!$J$3:$J$442,0)),\"\")","v":"Kab. Bengkulu Tengah"},{"$f":"IFERROR(INDEX('SISPSN 2023'!K$3:K$442,MATCH($C260,'SISPSN 2023'!$J$3:$J$442,0)),\"\")","v":21866.06},{"$f":"IFERROR(INDEX('SISPSN 2023'!L$3:L$442,MATCH($C260,'SISPSN 2023'!$J$3:$J$442,0)),\"\")","v":293.01},{"$f":"IFERROR(INDEX('SISPSN 2023'!M$3:M$442,MATCH($C260,'SISPSN 2023'!$J$3:$J$442,0)),\"\")","v":1.34},{"$f":"IFERROR(INDEX('SISPSN 2023'!N$3:N$442,MATCH($C260,'SISPSN 2023'!$J$3:$J$442,0)),\"\")","v":5058.8999999999996},{"$f":"IFERROR(INDEX('SISPSN 2023'!O$3:O$442,MATCH($C260,'SISPSN 2023'!$J$3:$J$442,0)),\"\")","v":23.14},{"$f":"IFERROR(INDEX('SISPSN 2023'!P$3:P$442,MATCH($C260,'SISPSN 2023'!$J$3:$J$442,0)),\"\")","v":5351.91},{"$f":"IFERROR(INDEX('SISPSN 2023'!Q$3:Q$442,MATCH($C260,'SISPSN 2023'!$J$3:$J$442,0)),\"\")","v":24.48},{"$f":"IFERROR(INDEX('SISPSN 2023'!R$3:R$442,MATCH($C260,'SISPSN 2023'!$J$3:$J$442,0)),\"\")","v":286.52999999999997},{"$f":"IFERROR(INDEX('SISPSN 2023'!S$3:S$442,MATCH($C260,'SISPSN 2023'!$J$3:$J$442,0)),\"\")","v":0},{"$f":"IFERROR(INDEX('SISPSN 2023'!T$3:T$442,MATCH($C260,'SISPSN 2023'!$J$3:$J$442,0)),\"\")","v":1.31},{"$f":"IFERROR(INDEX('SISPSN 2023'!U$3:U$442,MATCH($C260,'SISPSN 2023'!$J$3:$J$442,0)),\"\")","v":"P 2"},null,0.50001680743368782,6.7003348909746374E-3,0.11568316501126784,0.12238349990224248,6.5521550674412571E-3,0,{"$f":"IFERROR(PERCENTRANK(_xlfn._xlws.FILTER($AD$4:$AD$547,$AD$4:$AD$547<>\"\"),AD260),\"\")","v":""},0.27300000000000002,0.26200000000000001,0.314]
["Bengkulu","kota benkulu","Kab. Bengkulu Utara",302830,2022,null,"kota benkulu","kota benkulu","Bengkulu Utara",71.28,71.760000000000005,72.27,{"$f":"PERCENTRANK($L$4:$L$548,L261)","v":0.48},{"$f":"IF(O261=\"\",0,1)","v":1},{"$f":"IFERROR(INDEX('SISPSN 2023'!H$3:H$442,MATCH($C261,'SISPSN 2023'!$J$3:$J$442,0)),\"\")","v":2023},{"$f":"IFERROR(INDEX('SISPSN 2023'!I$3:I$442,MATCH($C261,'SISPSN 2023'!$J$3:$J$442,0)),\"\")","v":"Bengkulu"},{"$f":"IFERROR(INDEX('SISPSN 2023'!J$3:J$442,MATCH($C261,'SISPSN 2023'!$J$3:$J$442,0)),\"\")","v":"Kab. Bengkulu Utara"},{"$f":"IFERROR(INDEX('SISPSN 2023'!K$3:K$442,MATCH($C261,'SISPSN 2023'!$J$3:$J$442,0)),\"\")","v":66108.44},{"$f":"IFERROR(INDEX('SISPSN 2023'!L$3:L$442,MATCH($C261,'SISPSN 2023'!$J$3:$J$442,0)),\"\")","v":7423.86},{"$f":"IFERROR(INDEX('SISPSN 2023'!M$3:M$442,MATCH($C261,'SISPSN 2023'!$J$3:$J$442,0)),\"\")","v":11.23},{"$f":"IFERROR(INDEX('SISPSN 2023'!N$3:N$442,MATCH($C261,'SISPSN 2023'!$J$3:$J$442,0)),\"\")","v":11838.12},{"$f":"IFERROR(INDEX('SISPSN 2023'!O$3:O$442,MATCH($C261,'SISPSN 2023'!$J$3:$J$442,0)),\"\")","v":17.91},{"$f":"IFERROR(INDEX('SISPSN 2023'!P$3:P$442,MATCH($C261,'SISPSN 2023'!$J$3:$J$442,0)),\"\")","v":19261.98},{"$f":"IFERROR(INDEX('SISPSN 2023'!Q$3:Q$442,MATCH($C261,'SISPSN 2023'!$J$3:$J$442,0)),\"\")","v":29.14},{"$f":"IFERROR(INDEX('SISPSN 2023'!R$3:R$442,MATCH($C261,'SISPSN 2023'!$J$3:$J$442,0)),\"\")","v":7421.65},{"$f":"IFERROR(INDEX('SISPSN 2023'!S$3:S$442,MATCH($C261,'SISPSN 2023'!$J$3:$J$442,0)),\"\")","v":2275.12},{"$f":"IFERROR(INDEX('SISPSN 2023'!T$3:T$442,MATCH($C261,'SISPSN 2023'!$J$3:$J$442,0)),\"\")","v":14.67},{"$f":"IFERROR(INDEX('SISPSN 2023'!U$3:U$442,MATCH($C261,'SISPSN 2023'!$J$3:$J$442,0)),\"\")","v":"P 2"},null,0.59808808142730285,6.7164225690167501E-2,0.1071003714277055,0.17426459711787298,6.7144231652190592E-2,2.0583183566529259E-2,{"$f":"IFERROR(PERCENTRANK(_xlfn._xlws.FILTER($AD$4:$AD$547,$AD$4:$AD$547<>\"\"),AD261),\"\")","v":""},{"$f":"IF(ISBLANK(T261),\"\",PERCENTRANK($T$4:$T$547,T261))","v":0.56299999999999994},{"$f":"IF(ISBLANK(V261),\"\",PERCENTRANK($V$4:$V$547,V261))","v":0.17899999999999999},{"$f":"IF(ISBLANK(AA261),\"\",PERCENTRANK($AA$4:$AA$547,AA261))","v":0.69299999999999995}]
["Bengkulu","kota benkulu","Kaur",129660,2022,null,"kota benkulu","kota benkulu","Kaur",69.709999999999994,70.3,70.92,0.35799999999999998,0,{"$f":"IFERROR(INDEX('SISPSN 2023'!H$3:H$442,MATCH($C262,'SISPSN 2023'!$J$3:$J$442,0)),\"\")","v":""},{"$f":"IFERROR(INDEX('SISPSN 2023'!I$3:I$442,MATCH($C262,'SISPSN 2023'!$J$3:$J$442,0)),\"\")","v":""},{"$f":"IFERROR(INDEX('SISPSN 2023'!J$3:J$442,MATCH($C262,'SISPSN 2023'!$J$3:$J$442,0)),\"\")","v":""},{"$f":"IFERROR(INDEX('SISPSN 2023'!K$3:K$442,MATCH($C262,'SISPSN 2023'!$J$3:$J$442,0)),\"\")","v":""},{"$f":"IFERROR(INDEX('SISPSN 2023'!L$3:L$442,MATCH($C262,'SISPSN 2023'!$J$3:$J$442,0)),\"\")","v":""},{"$f":"IFERROR(INDEX('SISPSN 2023'!M$3:M$442,MATCH($C262,'SISPSN 2023'!$J$3:$J$442,0)),\"\")","v":""},{"$f":"IFERROR(INDEX('SISPSN 2023'!N$3:N$442,MATCH($C262,'SISPSN 2023'!$J$3:$J$442,0)),\"\")","v":""},{"$f":"IFERROR(INDEX('SISPSN 2023'!O$3:O$442,MATCH($C262,'SISPSN 2023'!$J$3:$J$442,0)),\"\")","v":""},{"$f":"IFERROR(INDEX('SISPSN 2023'!P$3:P$442,MATCH($C262,'SISPSN 2023'!$J$3:$J$442,0)),\"\")","v":""},{"$f":"IFERROR(INDEX('SISPSN 2023'!Q$3:Q$442,MATCH($C262,'SISPSN 2023'!$J$3:$J$442,0)),\"\")","v":""},{"$f":"IFERROR(INDEX('SISPSN 2023'!R$3:R$442,MATCH($C262,'SISPSN 2023'!$J$3:$J$442,0)),\"\")","v":""},{"$f":"IFERROR(INDEX('SISPSN 2023'!S$3:S$442,MATCH($C262,'SISPSN 2023'!$J$3:$J$442,0)),\"\")","v":""},{"$f":"IFERROR(INDEX('SISPSN 2023'!T$3:T$442,MATCH($C262,'SISPSN 2023'!$J$3:$J$442,0)),\"\")","v":""},{"$f":"IFERROR(INDEX('SISPSN 2023'!U$3:U$442,MATCH($C262,'SISPSN 2023'!$J$3:$J$442,0)),\"\")","v":""},null,{"$error":"#VALUE!"},{"$error":"#VALUE!"},{"$error":"#VALUE!"},{"$error":"#VALUE!"},{"$error":"#VALUE!"},{"$error":"#VALUE!"},{"$f":"IFERROR(PERCENTRANK(_xlfn._xlws.FILTER($AD$4:$AD$547,$AD$4:$AD$547<>\"\"),AD262),\"\")","v":""},{"$error":"#VALUE!"},{"$error":"#VALUE!"},{"$error":"#VALUE!"}]
["Bengkulu","kota benkulu","Kepahiang",154000,2022,null,"kota benkulu","kota benkulu","Kepahiang",70.38,70.849999999999994,71.38,0.39500000000000002,0,{"$f":"IFERROR(INDEX('SISPSN 2023'!H$3:H$442,MATCH($C263,'SISPSN 2023'!$J$3:$J$442,0)),\"\")","v":""},{"$f":"IFERROR(INDEX('SISPSN 2023'!I$3:I$442,MATCH($C263,'SISPSN 2023'!$J$3:$J$442,0)),\"\")","v":""},{"$f":"IFERROR(INDEX('SISPSN 2023'!J$3:J$442,MATCH($C263,'SISPSN 2023'!$J$3:$J$442,0)),\"\")","v":""},{"$f":"IFERROR(INDEX('SISPSN 2023'!K$3:K$442,MATCH($C263,'SISPSN 2023'!$J$3:$J$442,0)),\"\")","v":""},{"$f":"IFERROR(INDEX('SISPSN 2023'!L$3:L$442,MATCH($C263,'SISPSN 2023'!$J$3:$J$442,0)),\"\")","v":""},{"$f":"IFERROR(INDEX('SISPSN 2023'!M$3:M$442,MATCH($C263,'SISPSN 2023'!$J$3:$J$442,0)),\"\")","v":""},{"$f":"IFERROR(INDEX('SISPSN 2023'!N$3:N$442,MATCH($C263,'SISPSN 2023'!$J$3:$J$442,0)),\"\")","v":""},{"$f":"IFERROR(INDEX('SISPSN 2023'!O$3:O$442,MATCH($C263,'SISPSN 2023'!$J$3:$J$442,0)),\"\")","v":""},{"$f":"IFERROR(INDEX('SISPSN 2023'!P$3:P$442,MATCH($C263,'SISPSN 2023'!$J$3:$J$442,0)),\"\")","v":""},{"$f":"IFERROR(INDEX('SISPSN 2023'!Q$3:Q$442,MATCH($C263,'SISPSN 2023'!$J$3:$J$442,0)),\"\")","v":""},{"$f":"IFERROR(INDEX('SISPSN 2023'!R$3:R$442,MATCH($C263,'SISPSN 2023'!$J$3:$J$442,0)),\"\")","v":""},{"$f":"IFERROR(INDEX('SISPSN 2023'!S$3:S$442,MATCH($C263,'SISPSN 2023'!$J$3:$J$442,0)),\"\")","v":""},{"$f":"IFERROR(INDEX('SISPSN 2023'!T$3:T$442,MATCH($C263,'SISPSN 2023'!$J$3:$J$442,0)),\"\")","v":""},{"$f":"IFERROR(INDEX('SISPSN 2023'!U$3:U$442,MATCH($C263,'SISPSN 2023'!$J$3:$J$442,0)),\"\")","v":""},null,{"$error":"#VALUE!"},{"$error":"#VALUE!"},{"$error":"#VALUE!"},{"$error":"#VALUE!"},{"$error":"#VALUE!"},{"$error":"#VALUE!"},{"$f":"IFERROR(PERCENTRANK(_xlfn._xlws.FILTER($AD$4:$AD$547,$AD$4:$AD$547<>\"\"),AD263),\"\")","v":""},{"$error":"#VALUE!"},{"$error":"#VALUE!"},{"$error":"#VALUE!"}]
["Bengkulu","kota benkulu","Kota Bengkulu",384840,2022,null,"kota benkulu","kota benkulu","Kota Bengkulu",82.49,82.93,83.38,0.97099999999999997,1,{"$f":"IFERROR(INDEX('SISPSN 2023'!H$3:H$442,MATCH($C264,'SISPSN 2023'!$J$3:$J$442,0)),\"\")","v":2023},{"$f":"IFERROR(INDEX('SISPSN 2023'!I$3:I$442,MATCH($C264,'SISPSN 2023'!$J$3:$J$442,0)),\"\")","v":"Bengkulu"},{"$f":"IFERROR(INDEX('SISPSN 2023'!J$3:J$442,MATCH($C264,'SISPSN 2023'!$J$3:$J$442,0)),\"\")","v":"Kota Bengkulu"},{"$f":"IFERROR(INDEX('SISPSN 2023'!K$3:K$442,MATCH($C264,'SISPSN 2023'!$J$3:$J$442,0)),\"\")","v":99645.77},{"$f":"IFERROR(INDEX('SISPSN 2023'!L$3:L$442,MATCH($C264,'SISPSN 2023'!$J$3:$J$442,0)),\"\")","v":10139.540000000001},{"$f":"IFERROR(INDEX('SISPSN 2023'!M$3:M$442,MATCH($C264,'SISPSN 2023'!$J$3:$J$442,0)),\"\")","v":10.18},{"$f":"IFERROR(INDEX('SISPSN 2023'!N$3:N$442,MATCH($C264,'SISPSN 2023'!$J$3:$J$442,0)),\"\")","v":85597.98},{"$f":"IFERROR(INDEX('SISPSN 2023'!O$3:O$442,MATCH($C264,'SISPSN 2023'!$J$3:$J$442,0)),\"\")","v":85.9},{"$f":"IFERROR(INDEX('SISPSN 2023'!P$3:P$442,MATCH($C264,'SISPSN 2023'!$J$3:$J$442,0)),\"\")","v":95737.51},{"$f":"IFERROR(INDEX('SISPSN 2023'!Q$3:Q$442,MATCH($C264,'SISPSN 2023'!$J$3:$J$442,0)),\"\")","v":96.08},{"$f":"IFERROR(INDEX('SISPSN 2023'!R$3:R$442,MATCH($C264,'SISPSN 2023'!$J$3:$J$442,0)),\"\")","v":3678.59},{"$f":"IFERROR(INDEX('SISPSN 2023'!S$3:S$442,MATCH($C264,'SISPSN 2023'!$J$3:$J$442,0)),\"\")","v":0},{"$f":"IFERROR(INDEX('SISPSN 2023'!T$3:T$442,MATCH($C264,'SISPSN 2023'!$J$3:$J$442,0)),\"\")","v":3.69},{"$f":"IFERROR(INDEX('SISPSN 2023'!U$3:U$442,MATCH($C264,'SISPSN 2023'!$J$3:$J$442,0)),\"\")","v":"P 2"},null,0.70939120047043214,7.2184704406599146E-2,0.60938315585341996,0.68156778906871818,2.6188360791818129E-2,0,{"$f":"IFERROR(PERCENTRANK(_xlfn._xlws.FILTER($AD$4:$AD$547,$AD$4:$AD$547<>\"\"),AD264),\"\")","v":""},0.53300000000000003,0.97499999999999998,0.41099999999999998]
["Bengkulu","kota benkulu","Kab. Lebong",107250,2022,null,"kota benkulu","kota benkulu","Lebong",71.67,72.349999999999994,72.95,0.53600000000000003,1,{"$f":"IFERROR(INDEX('SISPSN 2023'!H$3:H$442,MATCH($C265,'SISPSN 2023'!$J$3:$J$442,0)),\"\")","v":2023},{"$f":"IFERROR(INDEX('SISPSN 2023'!I$3:I$442,MATCH($C265,'SISPSN 2023'!$J$3:$J$442,0)),\"\")","v":"Bengkulu"},{"$f":"IFERROR(INDEX('SISPSN 2023'!J$3:J$442,MATCH($C265,'SISPSN 2023'!$J$3:$J$442,0)),\"\")","v":"Kab. Lebong"},{"$f":"IFERROR(INDEX('SISPSN 2023'!K$3:K$442,MATCH($C265,'SISPSN 2023'!$J$3:$J$442,0)),\"\")","v":30516.44},{"$f":"IFERROR(INDEX('SISPSN 2023'!L$3:L$442,MATCH($C265,'SISPSN 2023'!$J$3:$J$442,0)),\"\")","v":0},{"$f":"IFERROR(INDEX('SISPSN 2023'!M$3:M$442,MATCH($C265,'SISPSN 2023'!$J$3:$J$442,0)),\"\")","v":0},{"$f":"IFERROR(INDEX('SISPSN 2023'!N$3:N$442,MATCH($C265,'SISPSN 2023'!$J$3:$J$442,0)),\"\")","v":14235},{"$f":"IFERROR(INDEX('SISPSN 2023'!O$3:O$442,MATCH($C265,'SISPSN 2023'!$J$3:$J$442,0)),\"\")","v":46.65},{"$f":"IFERROR(INDEX('SISPSN 2023'!P$3:P$442,MATCH($C265,'SISPSN 2023'!$J$3:$J$442,0)),\"\")","v":14235},{"$f":"IFERROR(INDEX('SISPSN 2023'!Q$3:Q$442,MATCH($C265,'SISPSN 2023'!$J$3:$J$442,0)),\"\")","v":46.65},{"$f":"IFERROR(INDEX('SISPSN 2023'!R$3:R$442,MATCH($C265,'SISPSN 2023'!$J$3:$J$442,0)),\"\")","v":0},{"$f":"IFERROR(INDEX('SISPSN 2023'!S$3:S$442,MATCH($C265,'SISPSN 2023'!$J$3:$J$442,0)),\"\")","v":0},{"$f":"IFERROR(INDEX('SISPSN 2023'!T$3:T$442,MATCH($C265,'SISPSN 2023'!$J$3:$J$442,0)),\"\")","v":0},{"$f":"IFERROR(INDEX('SISPSN 2023'!U$3:U$442,MATCH($C265,'SISPSN 2023'!$J$3:$J$442,0)),\"\")","v":"P 2"},null,0.77954950985087967,0,0.36363636363636359,0.36363636363636359,0,0,{"$f":"IFERROR(PERCENTRANK(_xlfn._xlws.FILTER($AD$4:$AD$547,$AD$4:$AD$547<>\"\"),AD265),\"\")","v":""},0,0.56000000000000005,0]
["Bengkulu","kota benkulu","Mukomuko",196570,2022,null,"kota benkulu","kota benkulu","Mukomuko",71.67,72.150000000000006,73,0.54400000000000004,0,{"$f":"IFERROR(INDEX('SISPSN 2023'!H$3:H$442,MATCH($C266,'SISPSN 2023'!$J$3:$J$442,0)),\"\")","v":""},{"$f":"IFERROR(INDEX('SISPSN 2023'!I$3:I$442,MATCH($C266,'SISPSN 2023'!$J$3:$J$442,0)),\"\")","v":""},{"$f":"IFERROR(INDEX('SISPSN 2023'!J$3:J$442,MATCH($C266,'SISPSN 2023'!$J$3:$J$442,0)),\"\")","v":""},{"$f":"IFERROR(INDEX('SISPSN 2023'!K$3:K$442,MATCH($C266,'SISPSN 2023'!$J$3:$J$442,0)),\"\")","v":""},{"$f":"IFERROR(INDEX('SISPSN 2023'!L$3:L$442,MATCH($C266,'SISPSN 2023'!$J$3:$J$442,0)),\"\")","v":""},{"$f":"IFERROR(INDEX('SISPSN 2023'!M$3:M$442,MATCH($C266,'SISPSN 2023'!$J$3:$J$442,0)),\"\")","v":""},{"$f":"IFERROR(INDEX('SISPSN 2023'!N$3:N$442,MATCH($C266,'SISPSN 2023'!$J$3:$J$442,0)),\"\")","v":""},{"$f":"IFERROR(INDEX('SISPSN 2023'!O$3:O$442,MATCH($C266,'SISPSN 2023'!$J$3:$J$442,0)),\"\")","v":""},{"$f":"IFERROR(INDEX('SISPSN 2023'!P$3:P$442,MATCH($C266,'SISPSN 2023'!$J$3:$J$442,0)),\"\")","v":""},{"$f":"IFERROR(INDEX('SISPSN 2023'!Q$3:Q$442,MATCH($C266,'SISPSN 2023'!$J$3:$J$442,0)),\"\")","v":""},{"$f":"IFERROR(INDEX('SISPSN 2023'!R$3:R$442,MATCH($C266,'SISPSN 2023'!$J$3:$J$442,0)),\"\")","v":""},{"$f":"IFERROR(INDEX('SISPSN 2023'!S$3:S$442,MATCH($C266,'SISPSN 2023'!$J$3:$J$442,0)),\"\")","v":""},{"$f":"IFERROR(INDEX('SISPSN 2023'!T$3:T$442,MATCH($C266,'SISPSN 2023'!$J$3:$J$442,0)),\"\")","v":""},{"$f":"IFERROR(INDEX('SISPSN 2023'!U$3:U$442,MATCH($C266,'SISPSN 2023'!$J$3:$J$442,0)),\"\")","v":""},null,{"$error":"#VALUE!"},{"$error":"#VALUE!"},{"$error":"#VALUE!"},{"$error":"#VALUE!"},{"$error":"#VALUE!"},{"$error":"#VALUE!"},{"$f":"IFERROR(PERCENTRANK(_xlfn._xlws.FILTER($AD$4:$AD$547,$AD$4:$AD$547<>\"\"),AD266),\"\")","v":""},{"$error":"#VALUE!"},{"$error":"#VALUE!"},{"$error":"#VALUE!"}]
["Bengkulu","kota benkulu","Kab. Rejang Lebong",281280,2022,null,"kota benkulu","kota benkulu","Rejang Lebong",72.849999999999994,73.540000000000006,74.430000000000007,0.69199999999999995,1,{"$f":"IFERROR(INDEX('SISPSN 2023'!H$3:H$442,MATCH($C267,'SISPSN 2023'!$J$3:$J$442,0)),\"\")","v":2023},{"$f":"IFERROR(INDEX('SISPSN 2023'!I$3:I$442,MATCH($C267,'SISPSN 2023'!$J$3:$J$442,0)),\"\")","v":"Bengkulu"},{"$f":"IFERROR(INDEX('SISPSN 2023'!J$3:J$442,MATCH($C267,'SISPSN 2023'!$J$3:$J$442,0)),\"\")","v":"Kab. Rejang Lebong"},{"$f":"IFERROR(INDEX('SISPSN 2023'!K$3:K$442,MATCH($C267,'SISPSN 2023'!$J$3:$J$442,0)),\"\")","v":72465.679999999993},{"$f":"IFERROR(INDEX('SISPSN 2023'!L$3:L$442,MATCH($C267,'SISPSN 2023'!$J$3:$J$442,0)),\"\")","v":50.8},{"$f":"IFERROR(INDEX('SISPSN 2023'!M$3:M$442,MATCH($C267,'SISPSN 2023'!$J$3:$J$442,0)),\"\")","v":7.0000000000000007E-2},{"$f":"IFERROR(INDEX('SISPSN 2023'!N$3:N$442,MATCH($C267,'SISPSN 2023'!$J$3:$J$442,0)),\"\")","v":29455.5},{"$f":"IFERROR(INDEX('SISPSN 2023'!O$3:O$442,MATCH($C267,'SISPSN 2023'!$J$3:$J$442,0)),\"\")","v":40.65},{"$f":"IFERROR(INDEX('SISPSN 2023'!P$3:P$442,MATCH($C267,'SISPSN 2023'!$J$3:$J$442,0)),\"\")","v":29506.3},{"$f":"IFERROR(INDEX('SISPSN 2023'!Q$3:Q$442,MATCH($C267,'SISPSN 2023'!$J$3:$J$442,0)),\"\")","v":40.72},{"$f":"IFERROR(INDEX('SISPSN 2023'!R$3:R$442,MATCH($C267,'SISPSN 2023'!$J$3:$J$442,0)),\"\")","v":50.8},{"$f":"IFERROR(INDEX('SISPSN 2023'!S$3:S$442,MATCH($C267,'SISPSN 2023'!$J$3:$J$442,0)),\"\")","v":0},{"$f":"IFERROR(INDEX('SISPSN 2023'!T$3:T$442,MATCH($C267,'SISPSN 2023'!$J$3:$J$442,0)),\"\")","v":7.0000000000000007E-2},{"$f":"IFERROR(INDEX('SISPSN 2023'!U$3:U$442,MATCH($C267,'SISPSN 2023'!$J$3:$J$442,0)),\"\")","v":"P 2"},null,0.70583087880062967,4.9480262440195117E-4,0.28690273037542663,0.28739753299982856,4.9480262440195117E-4,0,{"$f":"IFERROR(PERCENTRANK(_xlfn._xlws.FILTER($AD$4:$AD$547,$AD$4:$AD$547<>\"\"),AD267),\"\")","v":""},0.157,0.51600000000000001,0.193]
["Bengkulu","kota benkulu","Kab. Seluma",213760,2022,null,"kota benkulu","kota benkulu","Seluma",69,69.739999999999995,70.27,0.30499999999999999,1,{"$f":"IFERROR(INDEX('SISPSN 2023'!H$3:H$442,MATCH($C268,'SISPSN 2023'!$J$3:$J$442,0)),\"\")","v":2023},{"$f":"IFERROR(INDEX('SISPSN 2023'!I$3:I$442,MATCH($C268,'SISPSN 2023'!$J$3:$J$442,0)),\"\")","v":"Bengkulu"},{"$f":"IFERROR(INDEX('SISPSN 2023'!J$3:J$442,MATCH($C268,'SISPSN 2023'!$J$3:$J$442,0)),\"\")","v":"Kab. Seluma"},{"$f":"IFERROR(INDEX('SISPSN 2023'!K$3:K$442,MATCH($C268,'SISPSN 2023'!$J$3:$J$442,0)),\"\")","v":39013.94},{"$f":"IFERROR(INDEX('SISPSN 2023'!L$3:L$442,MATCH($C268,'SISPSN 2023'!$J$3:$J$442,0)),\"\")","v":0},{"$f":"IFERROR(INDEX('SISPSN 2023'!M$3:M$442,MATCH($C268,'SISPSN 2023'!$J$3:$J$442,0)),\"\")","v":0},{"$f":"IFERROR(INDEX('SISPSN 2023'!N$3:N$442,MATCH($C268,'SISPSN 2023'!$J$3:$J$442,0)),\"\")","v":2496.6},{"$f":"IFERROR(INDEX('SISPSN 2023'!O$3:O$442,MATCH($C268,'SISPSN 2023'!$J$3:$J$442,0)),\"\")","v":6.4},{"$f":"IFERROR(INDEX('SISPSN 2023'!P$3:P$442,MATCH($C268,'SISPSN 2023'!$J$3:$J$442,0)),\"\")","v":2496.6},{"$f":"IFERROR(INDEX('SISPSN 2023'!Q$3:Q$442,MATCH($C268,'SISPSN 2023'!$J$3:$J$442,0)),\"\")","v":6.4},{"$f":"IFERROR(INDEX('SISPSN 2023'!R$3:R$442,MATCH($C268,'SISPSN 2023'!$J$3:$J$442,0)),\"\")","v":0},{"$f":"IFERROR(INDEX('SISPSN 2023'!S$3:S$442,MATCH($C268,'SISPSN 2023'!$J$3:$J$442,0)),\"\")","v":0},{"$f":"IFERROR(INDEX('SISPSN 2023'!T$3:T$442,MATCH($C268,'SISPSN 2023'!$J$3:$J$442,0)),\"\")","v":0},{"$f":"IFERROR(INDEX('SISPSN 2023'!U$3:U$442,MATCH($C268,'SISPSN 2023'!$J$3:$J$442,0)),\"\")","v":"P 2"},null,0.50003511811992452,0,3.1998502994011975E-2,3.1998502994011975E-2,0,0,{"$f":"IFERROR(PERCENTRANK(_xlfn._xlws.FILTER($AD$4:$AD$547,$AD$4:$AD$547<>\"\"),AD268),\"\")","v":""},0,3.3000000000000002E-2,0]
["Bengkulu","total","total",2060090.0000000002,2022,null,"Provinsi Bengkulu","total","Provinsi Bengkulu",73.16,73.680000000000007,74.3,0.68,0,{"$f":"IFERROR(INDEX('SISPSN 2023'!H$3:H$442,MATCH($C269,'SISPSN 2023'!$J$3:$J$442,0)),\"\")","v":""},{"$f":"IFERROR(INDEX('SISPSN 2023'!I$3:I$442,MATCH($C269,'SISPSN 2023'!$J$3:$J$442,0)),\"\")","v":""},{"$f":"IFERROR(INDEX('SISPSN 2023'!J$3:J$442,MATCH($C269,'SISPSN 2023'!$J$3:$J$442,0)),\"\")","v":""},{"$f":"IFERROR(INDEX('SISPSN 2023'!K$3:K$442,MATCH($C269,'SISPSN 2023'!$J$3:$J$442,0)),\"\")","v":""},{"$f":"IFERROR(INDEX('SISPSN 2023'!L$3:L$442,MATCH($C269,'SISPSN 2023'!$J$3:$J$442,0)),\"\")","v":""},{"$f":"IFERROR(INDEX('SISPSN 2023'!M$3:M$442,MATCH($C269,'SISPSN 2023'!$J$3:$J$442,0)),\"\")","v":""},{"$f":"IFERROR(INDEX('SISPSN 2023'!N$3:N$442,MATCH($C269,'SISPSN 2023'!$J$3:$J$442,0)),\"\")","v":""},{"$f":"IFERROR(INDEX('SISPSN 2023'!O$3:O$442,MATCH($C269,'SISPSN 2023'!$J$3:$J$442,0)),\"\")","v":""},{"$f":"IFERROR(INDEX('SISPSN 2023'!P$3:P$442,MATCH($C269,'SISPSN 2023'!$J$3:$J$442,0)),\"\")","v":""},{"$f":"IFERROR(INDEX('SISPSN 2023'!Q$3:Q$442,MATCH($C269,'SISPSN 2023'!$J$3:$J$442,0)),\"\")","v":""},{"$f":"IFERROR(INDEX('SISPSN 2023'!R$3:R$442,MATCH($C269,'SISPSN 2023'!$J$3:$J$442,0)),\"\")","v":""},{"$f":"IFERROR(INDEX('SISPSN 2023'!S$3:S$442,MATCH($C269,'SISPSN 2023'!$J$3:$J$442,0)),\"\")","v":""},{"$f":"IFERROR(INDEX('SISPSN 2023'!T$3:T$442,MATCH($C269,'SISPSN 2023'!$J$3:$J$442,0)),\"\")","v":""},{"$f":"IFERROR(INDEX('SISPSN 2023'!U$3:U$442,MATCH($C269,'SISPSN 2023'!$J$3:$J$442,0)),\"\")","v":""},null,{"$error":"#VALUE!"},{"$error":"#VALUE!"},{"$error":"#VALUE!"},{"$error":"#VALUE!"},{"$error":"#VALUE!"},{"$error":"#VALUE!"},{"$f":"IFERROR(PERCENTRANK(_xlfn._xlws.FILTER($AD$4:$AD$547,$AD$4:$AD$547<>\"\"),AD269),\"\")","v":""},{"$error":"#VALUE!"},{"$error":"#VALUE!"},{"$error":"#VALUE!"}]
["Lampung","Lampung","Kota Bandar Lampung",1209937,2022,null,"Lampung","Lampung","Bandar Lampung",78.930000000000007,79.33,79.86,0.89600000000000002,1,{"$f":"IFERROR(INDEX('SISPSN 2023'!H$3:H$442,MATCH($C270,'SISPSN 2023'!$J$3:$J$442,0)),\"\")","v":2023},{"$f":"IFERROR(INDEX('SISPSN 2023'!I$3:I$442,MATCH($C270,'SISPSN 2023'!$J$3:$J$442,0)),\"\")","v":"Lampung"},{"$f":"IFERROR(INDEX('SISPSN 2023'!J$3:J$442,MATCH($C270,'SISPSN 2023'!$J$3:$J$442,0)),\"\")","v":"Kota Bandar Lampung"},{"$f":"IFERROR(INDEX('SISPSN 2023'!K$3:K$442,MATCH($C270,'SISPSN 2023'!$J$3:$J$442,0)),\"\")","v":287058.27},{"$f":"IFERROR(INDEX('SISPSN 2023'!L$3:L$442,MATCH($C270,'SISPSN 2023'!$J$3:$J$442,0)),\"\")","v":13534.91},{"$f":"IFERROR(INDEX('SISPSN 2023'!M$3:M$442,MATCH($C270,'SISPSN 2023'!$J$3:$J$442,0)),\"\")","v":4.72},{"$f":"IFERROR(INDEX('SISPSN 2023'!N$3:N$442,MATCH($C270,'SISPSN 2023'!$J$3:$J$442,0)),\"\")","v":266450},{"$f":"IFERROR(INDEX('SISPSN 2023'!O$3:O$442,MATCH($C270,'SISPSN 2023'!$J$3:$J$442,0)),\"\")","v":92.82},{"$f":"IFERROR(INDEX('SISPSN 2023'!P$3:P$442,MATCH($C270,'SISPSN 2023'!$J$3:$J$442,0)),\"\")","v":279984.90999999997},{"$f":"IFERROR(INDEX('SISPSN 2023'!Q$3:Q$442,MATCH($C270,'SISPSN 2023'!$J$3:$J$442,0)),\"\")","v":97.54},{"$f":"IFERROR(INDEX('SISPSN 2023'!R$3:R$442,MATCH($C270,'SISPSN 2023'!$J$3:$J$442,0)),\"\")","v":10348.6},{"$f":"IFERROR(INDEX('SISPSN 2023'!S$3:S$442,MATCH($C270,'SISPSN 2023'!$J$3:$J$442,0)),\"\")","v":0},{"$f":"IFERROR(INDEX('SISPSN 2023'!T$3:T$442,MATCH($C270,'SISPSN 2023'!$J$3:$J$442,0)),\"\")","v":3.61},{"$f":"IFERROR(INDEX('SISPSN 2023'!U$3:U$442,MATCH($C270,'SISPSN 2023'!$J$3:$J$442,0)),\"\")","v":"P 2"},null,0.65000162297593189,3.0647831420544582E-2,0.60333719854835421,0.63398502996889883,2.3432896726956271E-2,0,{"$f":"IFERROR(PERCENTRANK(_xlfn._xlws.FILTER($AD$4:$AD$547,$AD$4:$AD$547<>\"\"),AD270),\"\")","v":""},0.39200000000000002,0.99099999999999999,0.40600000000000003]
["Lampung","Lampung","Lampung Barat",303397,2022,null,"Lampung","Lampung","Lampung Barat",70.55,71.010000000000005,71.72,0.42399999999999999,0,{"$f":"IFERROR(INDEX('SISPSN 2023'!H$3:H$442,MATCH($C271,'SISPSN 2023'!$J$3:$J$442,0)),\"\")","v":""},{"$f":"IFERROR(INDEX('SISPSN 2023'!I$3:I$442,MATCH($C271,'SISPSN 2023'!$J$3:$J$442,0)),\"\")","v":""},{"$f":"IFERROR(INDEX('SISPSN 2023'!J$3:J$442,MATCH($C271,'SISPSN 2023'!$J$3:$J$442,0)),\"\")","v":""},{"$f":"IFERROR(INDEX('SISPSN 2023'!K$3:K$442,MATCH($C271,'SISPSN 2023'!$J$3:$J$442,0)),\"\")","v":""},{"$f":"IFERROR(INDEX('SISPSN 2023'!L$3:L$442,MATCH($C271,'SISPSN 2023'!$J$3:$J$442,0)),\"\")","v":""},{"$f":"IFERROR(INDEX('SISPSN 2023'!M$3:M$442,MATCH($C271,'SISPSN 2023'!$J$3:$J$442,0)),\"\")","v":""},{"$f":"IFERROR(INDEX('SISPSN 2023'!N$3:N$442,MATCH($C271,'SISPSN 2023'!$J$3:$J$442,0)),\"\")","v":""},{"$f":"IFERROR(INDEX('SISPSN 2023'!O$3:O$442,MATCH($C271,'SISPSN 2023'!$J$3:$J$442,0)),\"\")","v":""},{"$f":"IFERROR(INDEX('SISPSN 2023'!P$3:P$442,MATCH($C271,'SISPSN 2023'!$J$3:$J$442,0)),\"\")","v":""},{"$f":"IFERROR(INDEX('SISPSN 2023'!Q$3:Q$442,MATCH($C271,'SISPSN 2023'!$J$3:$J$442,0)),\"\")","v":""},{"$f":"IFERROR(INDEX('SISPSN 2023'!R$3:R$442,MATCH($C271,'SISPSN 2023'!$J$3:$J$442,0)),\"\")","v":""},{"$f":"IFERROR(INDEX('SISPSN 2023'!S$3:S$442,MATCH($C271,'SISPSN 2023'!$J$3:$J$442,0)),\"\")","v":""},{"$f":"IFERROR(INDEX('SISPSN 2023'!T$3:T$442,MATCH($C271,'SISPSN 2023'!$J$3:$J$442,0)),\"\")","v":""},{"$f":"IFERROR(INDEX('SISPSN 2023'!U$3:U$442,MATCH($C271,'SISPSN 2023'!$J$3:$J$442,0)),\"\")","v":""},null,{"$error":"#VALUE!"},{"$error":"#VALUE!"},{"$error":"#VALUE!"},{"$error":"#VALUE!"},{"$error":"#VALUE!"},{"$error":"#VALUE!"},{"$f":"IFERROR(PERCENTRANK(_xlfn._xlws.FILTER($AD$4:$AD$547,$AD$4:$AD$547<>\"\"),AD271),\"\")","v":""},{"$error":"#VALUE!"},{"$error":"#VALUE!"},{"$error":"#VALUE!"}]
["Lampung","Lampung","Lampung Selatan",1081115,2022,null,"Lampung","Lampung","Lampung Selatan",70.48,70.95,71.55,0.41,0,{"$f":"IFERROR(INDEX('SISPSN 2023'!H$3:H$442,MATCH($C272,'SISPSN 2023'!$J$3:$J$442,0)),\"\")","v":""},{"$f":"IFERROR(INDEX('SISPSN 2023'!I$3:I$442,MATCH($C272,'SISPSN 2023'!$J$3:$J$442,0)),\"\")","v":""},{"$f":"IFERROR(INDEX('SISPSN 2023'!J$3:J$442,MATCH($C272,'SISPSN 2023'!$J$3:$J$442,0)),\"\")","v":""},{"$f":"IFERROR(INDEX('SISPSN 2023'!K$3:K$442,MATCH($C272,'SISPSN 2023'!$J$3:$J$442,0)),\"\")","v":""},{"$f":"IFERROR(INDEX('SISPSN 2023'!L$3:L$442,MATCH($C272,'SISPSN 2023'!$J$3:$J$442,0)),\"\")","v":""},{"$f":"IFERROR(INDEX('SISPSN 2023'!M$3:M$442,MATCH($C272,'SISPSN 2023'!$J$3:$J$442,0)),\"\")","v":""},{"$f":"IFERROR(INDEX('SISPSN 2023'!N$3:N$442,MATCH($C272,'SISPSN 2023'!$J$3:$J$442,0)),\"\")","v":""},{"$f":"IFERROR(INDEX('SISPSN 2023'!O$3:O$442,MATCH($C272,'SISPSN 2023'!$J$3:$J$442,0)),\"\")","v":""},{"$f":"IFERROR(INDEX('SISPSN 2023'!P$3:P$442,MATCH($C272,'SISPSN 2023'!$J$3:$J$442,0)),\"\")","v":""},{"$f":"IFERROR(INDEX('SISPSN 2023'!Q$3:Q$442,MATCH($C272,'SISPSN 2023'!$J$3:$J$442,0)),\"\")","v":""},{"$f":"IFERROR(INDEX('SISPSN 2023'!R$3:R$442,MATCH($C272,'SISPSN 2023'!$J$3:$J$442,0)),\"\")","v":""},{"$f":"IFERROR(INDEX('SISPSN 2023'!S$3:S$442,MATCH($C272,'SISPSN 2023'!$J$3:$J$442,0)),\"\")","v":""},{"$f":"IFERROR(INDEX('SISPSN 2023'!T$3:T$442,MATCH($C272,'SISPSN 2023'!$J$3:$J$442,0)),\"\")","v":""},{"$f":"IFERROR(INDEX('SISPSN 2023'!U$3:U$442,MATCH($C272,'SISPSN 2023'!$J$3:$J$442,0)),\"\")","v":""},null,{"$error":"#VALUE!"},{"$error":"#VALUE!"},{"$error":"#VALUE!"},{"$error":"#VALUE!"},{"$error":"#VALUE!"},{"$error":"#VALUE!"},{"$f":"IFERROR(PERCENTRANK(_xlfn._xlws.FILTER($AD$4:$AD$547,$AD$4:$AD$547<>\"\"),AD272),\"\")","v":""},{"$error":"#VALUE!"},{"$error":"#VALUE!"},{"$error":"#VALUE!"}]
["Lampung","Lampung","Kab. Lampung Tengah",1500022,2022,null,"Lampung","Lampung","Lampung Tengah",72.040000000000006,72.59,73.39,0.58699999999999997,1,{"$f":"IFERROR(INDEX('SISPSN 2023'!H$3:H$442,MATCH($C273,'SISPSN 2023'!$J$3:$J$442,0)),\"\")","v":2023},{"$f":"IFERROR(INDEX('SISPSN 2023'!I$3:I$442,MATCH($C273,'SISPSN 2023'!$J$3:$J$442,0)),\"\")","v":"Lampung"},{"$f":"IFERROR(INDEX('SISPSN 2023'!J$3:J$442,MATCH($C273,'SISPSN 2023'!$J$3:$J$442,0)),\"\")","v":"Kab. Lampung Tengah"},{"$f":"IFERROR(INDEX('SISPSN 2023'!K$3:K$442,MATCH($C273,'SISPSN 2023'!$J$3:$J$442,0)),\"\")","v":251850.93},{"$f":"IFERROR(INDEX('SISPSN 2023'!L$3:L$442,MATCH($C273,'SISPSN 2023'!$J$3:$J$442,0)),\"\")","v":25387.42},{"$f":"IFERROR(INDEX('SISPSN 2023'!M$3:M$442,MATCH($C273,'SISPSN 2023'!$J$3:$J$442,0)),\"\")","v":10.08},{"$f":"IFERROR(INDEX('SISPSN 2023'!N$3:N$442,MATCH($C273,'SISPSN 2023'!$J$3:$J$442,0)),\"\")","v":52719.51},{"$f":"IFERROR(INDEX('SISPSN 2023'!O$3:O$442,MATCH($C273,'SISPSN 2023'!$J$3:$J$442,0)),\"\")","v":20.93},{"$f":"IFERROR(INDEX('SISPSN 2023'!P$3:P$442,MATCH($C273,'SISPSN 2023'!$J$3:$J$442,0)),\"\")","v":78106.929999999993},{"$f":"IFERROR(INDEX('SISPSN 2023'!Q$3:Q$442,MATCH($C273,'SISPSN 2023'!$J$3:$J$442,0)),\"\")","v":31.01},{"$f":"IFERROR(INDEX('SISPSN 2023'!R$3:R$442,MATCH($C273,'SISPSN 2023'!$J$3:$J$442,0)),\"\")","v":0},{"$f":"IFERROR(INDEX('SISPSN 2023'!S$3:S$442,MATCH($C273,'SISPSN 2023'!$J$3:$J$442,0)),\"\")","v":27169.51},{"$f":"IFERROR(INDEX('SISPSN 2023'!T$3:T$442,MATCH($C273,'SISPSN 2023'!$J$3:$J$442,0)),\"\")","v":10.79},{"$f":"IFERROR(INDEX('SISPSN 2023'!U$3:U$442,MATCH($C273,'SISPSN 2023'!$J$3:$J$442,0)),\"\")","v":"P 2"},null,0.45999495203750712,4.6369036815770537E-2,9.6289930213443634E-2,0.14265896702921418,0,4.9623947981183032E-2,{"$f":"IFERROR(PERCENTRANK(_xlfn._xlws.FILTER($AD$4:$AD$547,$AD$4:$AD$547<>\"\"),AD273),\"\")","v":""},0.52700000000000002,0.23400000000000001,0.58799999999999997]
["Lampung","Lampung","Kab. Lampung Timur",1127946,2022,null,"Lampung","Lampung","Lampung Timur",70.91,71.819999999999993,72.44,0.496,1,{"$f":"IFERROR(INDEX('SISPSN 2023'!H$3:H$442,MATCH($C274,'SISPSN 2023'!$J$3:$J$442,0)),\"\")","v":2023},{"$f":"IFERROR(INDEX('SISPSN 2023'!I$3:I$442,MATCH($C274,'SISPSN 2023'!$J$3:$J$442,0)),\"\")","v":"Lampung"},{"$f":"IFERROR(INDEX('SISPSN 2023'!J$3:J$442,MATCH($C274,'SISPSN 2023'!$J$3:$J$442,0)),\"\")","v":"Kab. Lampung Timur"},{"$f":"IFERROR(INDEX('SISPSN 2023'!K$3:K$442,MATCH($C274,'SISPSN 2023'!$J$3:$J$442,0)),\"\")","v":207581.71},{"$f":"IFERROR(INDEX('SISPSN 2023'!L$3:L$442,MATCH($C274,'SISPSN 2023'!$J$3:$J$442,0)),\"\")","v":0},{"$f":"IFERROR(INDEX('SISPSN 2023'!M$3:M$442,MATCH($C274,'SISPSN 2023'!$J$3:$J$442,0)),\"\")","v":0},{"$f":"IFERROR(INDEX('SISPSN 2023'!N$3:N$442,MATCH($C274,'SISPSN 2023'!$J$3:$J$442,0)),\"\")","v":1091.3499999999999},{"$f":"IFERROR(INDEX('SISPSN 2023'!O$3:O$442,MATCH($C274,'SISPSN 2023'!$J$3:$J$442,0)),\"\")","v":0.53},{"$f":"IFERROR(INDEX('SISPSN 2023'!P$3:P$442,MATCH($C274,'SISPSN 2023'!$J$3:$J$442,0)),\"\")","v":1091.3499999999999},{"$f":"IFERROR(INDEX('SISPSN 2023'!Q$3:Q$442,MATCH($C274,'SISPSN 2023'!$J$3:$J$442,0)),\"\")","v":0.53},{"$f":"IFERROR(INDEX('SISPSN 2023'!R$3:R$442,MATCH($C274,'SISPSN 2023'!$J$3:$J$442,0)),\"\")","v":0},{"$f":"IFERROR(INDEX('SISPSN 2023'!S$3:S$442,MATCH($C274,'SISPSN 2023'!$J$3:$J$442,0)),\"\")","v":0},{"$f":"IFERROR(INDEX('SISPSN 2023'!T$3:T$442,MATCH($C274,'SISPSN 2023'!$J$3:$J$442,0)),\"\")","v":0},{"$f":"IFERROR(INDEX('SISPSN 2023'!U$3:U$442,MATCH($C274,'SISPSN 2023'!$J$3:$J$442,0)),\"\")","v":"P 2"},null,0.50420588724870707,0,2.650836121587381E-3,2.650836121587381E-3,0,0,{"$f":"IFERROR(PERCENTRANK(_xlfn._xlws.FILTER($AD$4:$AD$547,$AD$4:$AD$547<>\"\"),AD274),\"\")","v":""},0,5.0000000000000001E-3,0]
["Lampung","Lampung","Lampung Utara",635129,2022,null,"Lampung","Lampung","Lampung Utara",69.78,70.19,70.78,0.34599999999999997,0,{"$f":"IFERROR(INDEX('SISPSN 2023'!H$3:H$442,MATCH($C275,'SISPSN 2023'!$J$3:$J$442,0)),\"\")","v":""},{"$f":"IFERROR(INDEX('SISPSN 2023'!I$3:I$442,MATCH($C275,'SISPSN 2023'!$J$3:$J$442,0)),\"\")","v":""},{"$f":"IFERROR(INDEX('SISPSN 2023'!J$3:J$442,MATCH($C275,'SISPSN 2023'!$J$3:$J$442,0)),\"\")","v":""},{"$f":"IFERROR(INDEX('SISPSN 2023'!K$3:K$442,MATCH($C275,'SISPSN 2023'!$J$3:$J$442,0)),\"\")","v":""},{"$f":"IFERROR(INDEX('SISPSN 2023'!L$3:L$442,MATCH($C275,'SISPSN 2023'!$J$3:$J$442,0)),\"\")","v":""},{"$f":"IFERROR(INDEX('SISPSN 2023'!M$3:M$442,MATCH($C275,'SISPSN 2023'!$J$3:$J$442,0)),\"\")","v":""},{"$f":"IFERROR(INDEX('SISPSN 2023'!N$3:N$442,MATCH($C275,'SISPSN 2023'!$J$3:$J$442,0)),\"\")","v":""},{"$f":"IFERROR(INDEX('SISPSN 2023'!O$3:O$442,MATCH($C275,'SISPSN 2023'!$J$3:$J$442,0)),\"\")","v":""},{"$f":"IFERROR(INDEX('SISPSN 2023'!P$3:P$442,MATCH($C275,'SISPSN 2023'!$J$3:$J$442,0)),\"\")","v":""},{"$f":"IFERROR(INDEX('SISPSN 2023'!Q$3:Q$442,MATCH($C275,'SISPSN 2023'!$J$3:$J$442,0)),\"\")","v":""},{"$f":"IFERROR(INDEX('SISPSN 2023'!R$3:R$442,MATCH($C275,'SISPSN 2023'!$J$3:$J$442,0)),\"\")","v":""},{"$f":"IFERROR(INDEX('SISPSN 2023'!S$3:S$442,MATCH($C275,'SISPSN 2023'!$J$3:$J$442,0)),\"\")","v":""},{"$f":"IFERROR(INDEX('SISPSN 2023'!T$3:T$442,MATCH($C275,'SISPSN 2023'!$J$3:$J$442,0)),\"\")","v":""},{"$f":"IFERROR(INDEX('SISPSN 2023'!U$3:U$442,MATCH($C275,'SISPSN 2023'!$J$3:$J$442,0)),\"\")","v":""},null,{"$error":"#VALUE!"},{"$error":"#VALUE!"},{"$error":"#VALUE!"},{"$error":"#VALUE!"},{"$error":"#VALUE!"},{"$error":"#VALUE!"},{"$f":"IFERROR(PERCENTRANK(_xlfn._xlws.FILTER($AD$4:$AD$547,$AD$4:$AD$547<>\"\"),AD275),\"\")","v":""},{"$error":"#VALUE!"},{"$error":"#VALUE!"},{"$error":"#VALUE!"}]
["Lampung","Lampung","Mesuji",232685,2022,null,"Lampung","Lampung","Mesuji",66.239999999999995,67.12,67.790000000000006,0.189,0,{"$f":"IFERROR(INDEX('SISPSN 2023'!H$3:H$442,MATCH($C276,'SISPSN 2023'!$J$3:$J$442,0)),\"\")","v":""},{"$f":"IFERROR(INDEX('SISPSN 2023'!I$3:I$442,MATCH($C276,'SISPSN 2023'!$J$3:$J$442,0)),\"\")","v":""},{"$f":"IFERROR(INDEX('SISPSN 2023'!J$3:J$442,MATCH($C276,'SISPSN 2023'!$J$3:$J$442,0)),\"\")","v":""},{"$f":"IFERROR(INDEX('SISPSN 2023'!K$3:K$442,MATCH($C276,'SISPSN 2023'!$J$3:$J$442,0)),\"\")","v":""},{"$f":"IFERROR(INDEX('SISPSN 2023'!L$3:L$442,MATCH($C276,'SISPSN 2023'!$J$3:$J$442,0)),\"\")","v":""},{"$f":"IFERROR(INDEX('SISPSN 2023'!M$3:M$442,MATCH($C276,'SISPSN 2023'!$J$3:$J$442,0)),\"\")","v":""},{"$f":"IFERROR(INDEX('SISPSN 2023'!N$3:N$442,MATCH($C276,'SISPSN 2023'!$J$3:$J$442,0)),\"\")","v":""},{"$f":"IFERROR(INDEX('SISPSN 2023'!O$3:O$442,MATCH($C276,'SISPSN 2023'!$J$3:$J$442,0)),\"\")","v":""},{"$f":"IFERROR(INDEX('SISPSN 2023'!P$3:P$442,MATCH($C276,'SISPSN 2023'!$J$3:$J$442,0)),\"\")","v":""},{"$f":"IFERROR(INDEX('SISPSN 2023'!Q$3:Q$442,MATCH($C276,'SISPSN 2023'!$J$3:$J$442,0)),\"\")","v":""},{"$f":"IFERROR(INDEX('SISPSN 2023'!R$3:R$442,MATCH($C276,'SISPSN 2023'!$J$3:$J$442,0)),\"\")","v":""},{"$f":"IFERROR(INDEX('SISPSN 2023'!S$3:S$442,MATCH($C276,'SISPSN 2023'!$J$3:$J$442,0)),\"\")","v":""},{"$f":"IFERROR(INDEX('SISPSN 2023'!T$3:T$442,MATCH($C276,'SISPSN 2023'!$J$3:$J$442,0)),\"\")","v":""},{"$f":"IFERROR(INDEX('SISPSN 2023'!U$3:U$442,MATCH($C276,'SISPSN 2023'!$J$3:$J$442,0)),\"\")","v":""},null,{"$error":"#VALUE!"},{"$error":"#VALUE!"},{"$error":"#VALUE!"},{"$error":"#VALUE!"},{"$error":"#VALUE!"},{"$error":"#VALUE!"},{"$f":"IFERROR(PERCENTRANK(_xlfn._xlws.FILTER($AD$4:$AD$547,$AD$4:$AD$547<>\"\"),AD276),\"\")","v":""},{"$error":"#VALUE!"},{"$error":"#VALUE!"},{"$error":"#VALUE!"}]
["Lampung","Lampung","Kota Metro",171169,2022,null,"Lampung","Lampung","Metro",78.989999999999995,79.38,79.849999999999994,0.89400000000000002,1,{"$f":"IFERROR(INDEX('SISPSN 2023'!H$3:H$442,MATCH($C277,'SISPSN 2023'!$J$3:$J$442,0)),\"\")","v":2023},{"$f":"IFERROR(INDEX('SISPSN 2023'!I$3:I$442,MATCH($C277,'SISPSN 2023'!$J$3:$J$442,0)),\"\")","v":"Lampung"},{"$f":"IFERROR(INDEX('SISPSN 2023'!J$3:J$442,MATCH($C277,'SISPSN 2023'!$J$3:$J$442,0)),\"\")","v":"Kota Metro"},{"$f":"IFERROR(INDEX('SISPSN 2023'!K$3:K$442,MATCH($C277,'SISPSN 2023'!$J$3:$J$442,0)),\"\")","v":38568.31},{"$f":"IFERROR(INDEX('SISPSN 2023'!L$3:L$442,MATCH($C277,'SISPSN 2023'!$J$3:$J$442,0)),\"\")","v":6802.42},{"$f":"IFERROR(INDEX('SISPSN 2023'!M$3:M$442,MATCH($C277,'SISPSN 2023'!$J$3:$J$442,0)),\"\")","v":17.64},{"$f":"IFERROR(INDEX('SISPSN 2023'!N$3:N$442,MATCH($C277,'SISPSN 2023'!$J$3:$J$442,0)),\"\")","v":28071.31},{"$f":"IFERROR(INDEX('SISPSN 2023'!O$3:O$442,MATCH($C277,'SISPSN 2023'!$J$3:$J$442,0)),\"\")","v":72.78},{"$f":"IFERROR(INDEX('SISPSN 2023'!P$3:P$442,MATCH($C277,'SISPSN 2023'!$J$3:$J$442,0)),\"\")","v":34873.730000000003},{"$f":"IFERROR(INDEX('SISPSN 2023'!Q$3:Q$442,MATCH($C277,'SISPSN 2023'!$J$3:$J$442,0)),\"\")","v":90.42},{"$f":"IFERROR(INDEX('SISPSN 2023'!R$3:R$442,MATCH($C277,'SISPSN 2023'!$J$3:$J$442,0)),\"\")","v":6387.17},{"$f":"IFERROR(INDEX('SISPSN 2023'!S$3:S$442,MATCH($C277,'SISPSN 2023'!$J$3:$J$442,0)),\"\")","v":696.31},{"$f":"IFERROR(INDEX('SISPSN 2023'!T$3:T$442,MATCH($C277,'SISPSN 2023'!$J$3:$J$442,0)),\"\")","v":18.37},{"$f":"IFERROR(INDEX('SISPSN 2023'!U$3:U$442,MATCH($C277,'SISPSN 2023'!$J$3:$J$442,0)),\"\")","v":"P 2"},null,0.61732324626378621,0.10887933634763113,0.44930857006897856,0.55818790641660965,0.10223285694495475,1.1145117574660052E-2,{"$f":"IFERROR(PERCENTRANK(_xlfn._xlws.FILTER($AD$4:$AD$547,$AD$4:$AD$547<>\"\"),AD277),\"\")","v":""},0.74,0.83899999999999997,0.79500000000000004]
["Lampung","Lampung","Kab. Pesawaran",487153,2022,null,"Lampung","Lampung","Pesawaran",68.040000000000006,68.55,69.459999999999994,0.249,1,{"$f":"IFERROR(INDEX('SISPSN 2023'!H$3:H$442,MATCH($C278,'SISPSN 2023'!$J$3:$J$442,0)),\"\")","v":2023},{"$f":"IFERROR(INDEX('SISPSN 2023'!I$3:I$442,MATCH($C278,'SISPSN 2023'!$J$3:$J$442,0)),\"\")","v":"Lampung"},{"$f":"IFERROR(INDEX('SISPSN 2023'!J$3:J$442,MATCH($C278,'SISPSN 2023'!$J$3:$J$442,0)),\"\")","v":"Kab. Pesawaran"},{"$f":"IFERROR(INDEX('SISPSN 2023'!K$3:K$442,MATCH($C278,'SISPSN 2023'!$J$3:$J$442,0)),\"\")","v":70907.97},{"$f":"IFERROR(INDEX('SISPSN 2023'!L$3:L$442,MATCH($C278,'SISPSN 2023'!$J$3:$J$442,0)),\"\")","v":879.83},{"$f":"IFERROR(INDEX('SISPSN 2023'!M$3:M$442,MATCH($C278,'SISPSN 2023'!$J$3:$J$442,0)),\"\")","v":1.24},{"$f":"IFERROR(INDEX('SISPSN 2023'!N$3:N$442,MATCH($C278,'SISPSN 2023'!$J$3:$J$442,0)),\"\")","v":19710},{"$f":"IFERROR(INDEX('SISPSN 2023'!O$3:O$442,MATCH($C278,'SISPSN 2023'!$J$3:$J$442,0)),\"\")","v":27.8},{"$f":"IFERROR(INDEX('SISPSN 2023'!P$3:P$442,MATCH($C278,'SISPSN 2023'!$J$3:$J$442,0)),\"\")","v":20589.830000000002},{"$f":"IFERROR(INDEX('SISPSN 2023'!Q$3:Q$442,MATCH($C278,'SISPSN 2023'!$J$3:$J$442,0)),\"\")","v":29.04},{"$f":"IFERROR(INDEX('SISPSN 2023'!R$3:R$442,MATCH($C278,'SISPSN 2023'!$J$3:$J$442,0)),\"\")","v":767.25},{"$f":"IFERROR(INDEX('SISPSN 2023'!S$3:S$442,MATCH($C278,'SISPSN 2023'!$J$3:$J$442,0)),\"\")","v":0},{"$f":"IFERROR(INDEX('SISPSN 2023'!T$3:T$442,MATCH($C278,'SISPSN 2023'!$J$3:$J$442,0)),\"\")","v":1.08},{"$f":"IFERROR(INDEX('SISPSN 2023'!U$3:U$442,MATCH($C278,'SISPSN 2023'!$J$3:$J$442,0)),\"\")","v":"P 2"},null,0.39878315633672395,4.948123383587767E-3,0.11084813190106599,0.11579625528465375,4.3149786504867015E-3,0,{"$f":"IFERROR(PERCENTRANK(_xlfn._xlws.FILTER($AD$4:$AD$547,$AD$4:$AD$547<>\"\"),AD278),\"\")","v":""},0.26200000000000001,0.33900000000000002,0.29799999999999999]
["Lampung","Lampung","Kab. Pesisir Barat",164816,2022,null,"Lampung","Lampung","Pesisir Barat",68.790000000000006,69.58,70.400000000000006,0.317,1,{"$f":"IFERROR(INDEX('SISPSN 2023'!H$3:H$442,MATCH($C279,'SISPSN 2023'!$J$3:$J$442,0)),\"\")","v":2023},{"$f":"IFERROR(INDEX('SISPSN 2023'!I$3:I$442,MATCH($C279,'SISPSN 2023'!$J$3:$J$442,0)),\"\")","v":"Lampung"},{"$f":"IFERROR(INDEX('SISPSN 2023'!J$3:J$442,MATCH($C279,'SISPSN 2023'!$J$3:$J$442,0)),\"\")","v":"Kab. Pesisir Barat"},{"$f":"IFERROR(INDEX('SISPSN 2023'!K$3:K$442,MATCH($C279,'SISPSN 2023'!$J$3:$J$442,0)),\"\")","v":24063.14},{"$f":"IFERROR(INDEX('SISPSN 2023'!L$3:L$442,MATCH($C279,'SISPSN 2023'!$J$3:$J$442,0)),\"\")","v":0},{"$f":"IFERROR(INDEX('SISPSN 2023'!M$3:M$442,MATCH($C279,'SISPSN 2023'!$J$3:$J$442,0)),\"\")","v":0},{"$f":"IFERROR(INDEX('SISPSN 2023'!N$3:N$442,MATCH($C279,'SISPSN 2023'!$J$3:$J$442,0)),\"\")","v":1846.66},{"$f":"IFERROR(INDEX('SISPSN 2023'!O$3:O$442,MATCH($C279,'SISPSN 2023'!$J$3:$J$442,0)),\"\")","v":7.67},{"$f":"IFERROR(INDEX('SISPSN 2023'!P$3:P$442,MATCH($C279,'SISPSN 2023'!$J$3:$J$442,0)),\"\")","v":1846.66},{"$f":"IFERROR(INDEX('SISPSN 2023'!Q$3:Q$442,MATCH($C279,'SISPSN 2023'!$J$3:$J$442,0)),\"\")","v":7.67},{"$f":"IFERROR(INDEX('SISPSN 2023'!R$3:R$442,MATCH($C279,'SISPSN 2023'!$J$3:$J$442,0)),\"\")","v":0},{"$f":"IFERROR(INDEX('SISPSN 2023'!S$3:S$442,MATCH($C279,'SISPSN 2023'!$J$3:$J$442,0)),\"\")","v":21.66},{"$f":"IFERROR(INDEX('SISPSN 2023'!T$3:T$442,MATCH($C279,'SISPSN 2023'!$J$3:$J$442,0)),\"\")","v":0.09},{"$f":"IFERROR(INDEX('SISPSN 2023'!U$3:U$442,MATCH($C279,'SISPSN 2023'!$J$3:$J$442,0)),\"\")","v":"P 2"},null,0.40000006649174902,0,3.0696913320026119E-2,3.0696913320026119E-2,0,3.6005282104543647E-4,{"$f":"IFERROR(PERCENTRANK(_xlfn._xlws.FILTER($AD$4:$AD$547,$AD$4:$AD$547<>\"\"),AD279),\"\")","v":""},0,4.5999999999999999E-2,0.20100000000000001]
["Lampung","Lampung","Kab. Pringsewu",408415,2022,null,"Lampung","Lampung","Pringsewu",72.14,72.569999999999993,73.11,0.55800000000000005,1,{"$f":"IFERROR(INDEX('SISPSN 2023'!H$3:H$442,MATCH($C280,'SISPSN 2023'!$J$3:$J$442,0)),\"\")","v":2023},{"$f":"IFERROR(INDEX('SISPSN 2023'!I$3:I$442,MATCH($C280,'SISPSN 2023'!$J$3:$J$442,0)),\"\")","v":"Lampung"},{"$f":"IFERROR(INDEX('SISPSN 2023'!J$3:J$442,MATCH($C280,'SISPSN 2023'!$J$3:$J$442,0)),\"\")","v":"Kab. Pringsewu"},{"$f":"IFERROR(INDEX('SISPSN 2023'!K$3:K$442,MATCH($C280,'SISPSN 2023'!$J$3:$J$442,0)),\"\")","v":59628.59},{"$f":"IFERROR(INDEX('SISPSN 2023'!L$3:L$442,MATCH($C280,'SISPSN 2023'!$J$3:$J$442,0)),\"\")","v":6961.26},{"$f":"IFERROR(INDEX('SISPSN 2023'!M$3:M$442,MATCH($C280,'SISPSN 2023'!$J$3:$J$442,0)),\"\")","v":11.67},{"$f":"IFERROR(INDEX('SISPSN 2023'!N$3:N$442,MATCH($C280,'SISPSN 2023'!$J$3:$J$442,0)),\"\")","v":16094.45},{"$f":"IFERROR(INDEX('SISPSN 2023'!O$3:O$442,MATCH($C280,'SISPSN 2023'!$J$3:$J$442,0)),\"\")","v":26.99},{"$f":"IFERROR(INDEX('SISPSN 2023'!P$3:P$442,MATCH($C280,'SISPSN 2023'!$J$3:$J$442,0)),\"\")","v":23055.71},{"$f":"IFERROR(INDEX('SISPSN 2023'!Q$3:Q$442,MATCH($C280,'SISPSN 2023'!$J$3:$J$442,0)),\"\")","v":38.67},{"$f":"IFERROR(INDEX('SISPSN 2023'!R$3:R$442,MATCH($C280,'SISPSN 2023'!$J$3:$J$442,0)),\"\")","v":6936.51},{"$f":"IFERROR(INDEX('SISPSN 2023'!S$3:S$442,MATCH($C280,'SISPSN 2023'!$J$3:$J$442,0)),\"\")","v":399.45},{"$f":"IFERROR(INDEX('SISPSN 2023'!T$3:T$442,MATCH($C280,'SISPSN 2023'!$J$3:$J$442,0)),\"\")","v":12.3},{"$f":"IFERROR(INDEX('SISPSN 2023'!U$3:U$442,MATCH($C280,'SISPSN 2023'!$J$3:$J$442,0)),\"\")","v":"P 2"},null,0.4,4.6697465091829267E-2,0.10796465252658163,0.15466211761841089,4.653143735245123E-2,2.6795870906892146E-3,{"$f":"IFERROR(PERCENTRANK(_xlfn._xlws.FILTER($AD$4:$AD$547,$AD$4:$AD$547<>\"\"),AD280),\"\")","v":""},0.57099999999999995,0.317,0.621]
["Lampung","Lampung","Kab. Tanggamus",652898,2022,null,"Lampung","Lampung","Tanggamus",68.790000000000006,69.319999999999993,69.930000000000007,0.28000000000000003,1,{"$f":"IFERROR(INDEX('SISPSN 2023'!H$3:H$442,MATCH($C281,'SISPSN 2023'!$J$3:$J$442,0)),\"\")","v":2023},{"$f":"IFERROR(INDEX('SISPSN 2023'!I$3:I$442,MATCH($C281,'SISPSN 2023'!$J$3:$J$442,0)),\"\")","v":"Lampung"},{"$f":"IFERROR(INDEX('SISPSN 2023'!J$3:J$442,MATCH($C281,'SISPSN 2023'!$J$3:$J$442,0)),\"\")","v":"Kab. Tanggamus"},{"$f":"IFERROR(INDEX('SISPSN 2023'!K$3:K$442,MATCH($C281,'SISPSN 2023'!$J$3:$J$442,0)),\"\")","v":134920.35},{"$f":"IFERROR(INDEX('SISPSN 2023'!L$3:L$442,MATCH($C281,'SISPSN 2023'!$J$3:$J$442,0)),\"\")","v":5990.16},{"$f":"IFERROR(INDEX('SISPSN 2023'!M$3:M$442,MATCH($C281,'SISPSN 2023'!$J$3:$J$442,0)),\"\")","v":4.4400000000000004},{"$f":"IFERROR(INDEX('SISPSN 2023'!N$3:N$442,MATCH($C281,'SISPSN 2023'!$J$3:$J$442,0)),\"\")","v":10565.44},{"$f":"IFERROR(INDEX('SISPSN 2023'!O$3:O$442,MATCH($C281,'SISPSN 2023'!$J$3:$J$442,0)),\"\")","v":7.83},{"$f":"IFERROR(INDEX('SISPSN 2023'!P$3:P$442,MATCH($C281,'SISPSN 2023'!$J$3:$J$442,0)),\"\")","v":16555.599999999999},{"$f":"IFERROR(INDEX('SISPSN 2023'!Q$3:Q$442,MATCH($C281,'SISPSN 2023'!$J$3:$J$442,0)),\"\")","v":12.27},{"$f":"IFERROR(INDEX('SISPSN 2023'!R$3:R$442,MATCH($C281,'SISPSN 2023'!$J$3:$J$442,0)),\"\")","v":5643.56},{"$f":"IFERROR(INDEX('SISPSN 2023'!S$3:S$442,MATCH($C281,'SISPSN 2023'!$J$3:$J$442,0)),\"\")","v":0},{"$f":"IFERROR(INDEX('SISPSN 2023'!T$3:T$442,MATCH($C281,'SISPSN 2023'!$J$3:$J$442,0)),\"\")","v":4.18},{"$f":"IFERROR(INDEX('SISPSN 2023'!U$3:U$442,MATCH($C281,'SISPSN 2023'!$J$3:$J$442,0)),\"\")","v":"P 2"},null,0.56616009624864516,2.5136234542415464E-2,4.4335272828074382E-2,6.9471507370489835E-2,2.3681812808705315E-2,0,{"$f":"IFERROR(PERCENTRANK(_xlfn._xlws.FILTER($AD$4:$AD$547,$AD$4:$AD$547<>\"\"),AD281),\"\")","v":""},0.38300000000000001,4.9000000000000002E-2,0.436]
["Lampung","Lampung","Kab. Tulang Bawang",431208,2022,null,"Lampung","Lampung","Tulang Bawang",70.28,71.08,71.56,0.41399999999999998,1,{"$f":"IFERROR(INDEX('SISPSN 2023'!H$3:H$442,MATCH($C282,'SISPSN 2023'!$J$3:$J$442,0)),\"\")","v":2023},{"$f":"IFERROR(INDEX('SISPSN 2023'!I$3:I$442,MATCH($C282,'SISPSN 2023'!$J$3:$J$442,0)),\"\")","v":"Lampung"},{"$f":"IFERROR(INDEX('SISPSN 2023'!J$3:J$442,MATCH($C282,'SISPSN 2023'!$J$3:$J$442,0)),\"\")","v":"Kab. Tulang Bawang"},{"$f":"IFERROR(INDEX('SISPSN 2023'!K$3:K$442,MATCH($C282,'SISPSN 2023'!$J$3:$J$442,0)),\"\")","v":63300.93},{"$f":"IFERROR(INDEX('SISPSN 2023'!L$3:L$442,MATCH($C282,'SISPSN 2023'!$J$3:$J$442,0)),\"\")","v":0.15},{"$f":"IFERROR(INDEX('SISPSN 2023'!M$3:M$442,MATCH($C282,'SISPSN 2023'!$J$3:$J$442,0)),\"\")","v":0},{"$f":"IFERROR(INDEX('SISPSN 2023'!N$3:N$442,MATCH($C282,'SISPSN 2023'!$J$3:$J$442,0)),\"\")","v":4336.2},{"$f":"IFERROR(INDEX('SISPSN 2023'!O$3:O$442,MATCH($C282,'SISPSN 2023'!$J$3:$J$442,0)),\"\")","v":6.85},{"$f":"IFERROR(INDEX('SISPSN 2023'!P$3:P$442,MATCH($C282,'SISPSN 2023'!$J$3:$J$442,0)),\"\")","v":4336.3500000000004},{"$f":"IFERROR(INDEX('SISPSN 2023'!Q$3:Q$442,MATCH($C282,'SISPSN 2023'!$J$3:$J$442,0)),\"\")","v":6.85},{"$f":"IFERROR(INDEX('SISPSN 2023'!R$3:R$442,MATCH($C282,'SISPSN 2023'!$J$3:$J$442,0)),\"\")","v":0.15},{"$f":"IFERROR(INDEX('SISPSN 2023'!S$3:S$442,MATCH($C282,'SISPSN 2023'!$J$3:$J$442,0)),\"\")","v":0},{"$f":"IFERROR(INDEX('SISPSN 2023'!T$3:T$442,MATCH($C282,'SISPSN 2023'!$J$3:$J$442,0)),\"\")","v":0},{"$f":"IFERROR(INDEX('SISPSN 2023'!U$3:U$442,MATCH($C282,'SISPSN 2023'!$J$3:$J$442,0)),\"\")","v":"P 2"},null,0.40218921142337821,9.5304100134874368E-7,2.7550509266989483E-2,2.755146230799083E-2,9.5304100134874368E-7,0,{"$f":"IFERROR(PERCENTRANK(_xlfn._xlws.FILTER($AD$4:$AD$547,$AD$4:$AD$547<>\"\"),AD282),\"\")","v":""},0,3.5000000000000003E-2,0]
["Lampung","Lampung","Kab. Tulang Bawang Barat",289620,2022,null,"Lampung","Lampung","Tulang Bawang Barat",67.760000000000005,68.7,69.38,0.24299999999999999,1,{"$f":"IFERROR(INDEX('SISPSN 2023'!H$3:H$442,MATCH($C283,'SISPSN 2023'!$J$3:$J$442,0)),\"\")","v":2023},{"$f":"IFERROR(INDEX('SISPSN 2023'!I$3:I$442,MATCH($C283,'SISPSN 2023'!$J$3:$J$442,0)),\"\")","v":"Lampung"},{"$f":"IFERROR(INDEX('SISPSN 2023'!J$3:J$442,MATCH($C283,'SISPSN 2023'!$J$3:$J$442,0)),\"\")","v":"Kab. Tulang Bawang Barat"},{"$f":"IFERROR(INDEX('SISPSN 2023'!K$3:K$442,MATCH($C283,'SISPSN 2023'!$J$3:$J$442,0)),\"\")","v":42284.52},{"$f":"IFERROR(INDEX('SISPSN 2023'!L$3:L$442,MATCH($C283,'SISPSN 2023'!$J$3:$J$442,0)),\"\")","v":8107.26},{"$f":"IFERROR(INDEX('SISPSN 2023'!M$3:M$442,MATCH($C283,'SISPSN 2023'!$J$3:$J$442,0)),\"\")","v":19.170000000000002},{"$f":"IFERROR(INDEX('SISPSN 2023'!N$3:N$442,MATCH($C283,'SISPSN 2023'!$J$3:$J$442,0)),\"\")","v":13140},{"$f":"IFERROR(INDEX('SISPSN 2023'!O$3:O$442,MATCH($C283,'SISPSN 2023'!$J$3:$J$442,0)),\"\")","v":31.08},{"$f":"IFERROR(INDEX('SISPSN 2023'!P$3:P$442,MATCH($C283,'SISPSN 2023'!$J$3:$J$442,0)),\"\")","v":21247.26},{"$f":"IFERROR(INDEX('SISPSN 2023'!Q$3:Q$442,MATCH($C283,'SISPSN 2023'!$J$3:$J$442,0)),\"\")","v":50.25},{"$f":"IFERROR(INDEX('SISPSN 2023'!R$3:R$442,MATCH($C283,'SISPSN 2023'!$J$3:$J$442,0)),\"\")","v":1416.45},{"$f":"IFERROR(INDEX('SISPSN 2023'!S$3:S$442,MATCH($C283,'SISPSN 2023'!$J$3:$J$442,0)),\"\")","v":0},{"$f":"IFERROR(INDEX('SISPSN 2023'!T$3:T$442,MATCH($C283,'SISPSN 2023'!$J$3:$J$442,0)),\"\")","v":3.35},{"$f":"IFERROR(INDEX('SISPSN 2023'!U$3:U$442,MATCH($C283,'SISPSN 2023'!$J$3:$J$442,0)),\"\")","v":"P 2"},null,0.4,7.6692463341194367E-2,0.1243008079552517,0.20099327129644606,1.3399229789057556E-2,0,{"$f":"IFERROR(PERCENTRANK(_xlfn._xlws.FILTER($AD$4:$AD$547,$AD$4:$AD$547<>\"\"),AD283),\"\")","v":""},0.78400000000000003,0.38900000000000001,0.39200000000000002]
["Lampung","Lampung","Kab. Way Kanan",481036,2022,null,"Lampung","Lampung","Way Kanan",69.459999999999994,69.92,70.510000000000005,0.32700000000000001,1,{"$f":"IFERROR(INDEX('SISPSN 2023'!H$3:H$442,MATCH($C284,'SISPSN 2023'!$J$3:$J$442,0)),\"\")","v":2023},{"$f":"IFERROR(INDEX('SISPSN 2023'!I$3:I$442,MATCH($C284,'SISPSN 2023'!$J$3:$J$442,0)),\"\")","v":"Lampung"},{"$f":"IFERROR(INDEX('SISPSN 2023'!J$3:J$442,MATCH($C284,'SISPSN 2023'!$J$3:$J$442,0)),\"\")","v":"Kab. Way Kanan"},{"$f":"IFERROR(INDEX('SISPSN 2023'!K$3:K$442,MATCH($C284,'SISPSN 2023'!$J$3:$J$442,0)),\"\")","v":70647.06},{"$f":"IFERROR(INDEX('SISPSN 2023'!L$3:L$442,MATCH($C284,'SISPSN 2023'!$J$3:$J$442,0)),\"\")","v":2294.6999999999998},{"$f":"IFERROR(INDEX('SISPSN 2023'!M$3:M$442,MATCH($C284,'SISPSN 2023'!$J$3:$J$442,0)),\"\")","v":3.25},{"$f":"IFERROR(INDEX('SISPSN 2023'!N$3:N$442,MATCH($C284,'SISPSN 2023'!$J$3:$J$442,0)),\"\")","v":6717.15},{"$f":"IFERROR(INDEX('SISPSN 2023'!O$3:O$442,MATCH($C284,'SISPSN 2023'!$J$3:$J$442,0)),\"\")","v":9.51},{"$f":"IFERROR(INDEX('SISPSN 2023'!P$3:P$442,MATCH($C284,'SISPSN 2023'!$J$3:$J$442,0)),\"\")","v":9011.86},{"$f":"IFERROR(INDEX('SISPSN 2023'!Q$3:Q$442,MATCH($C284,'SISPSN 2023'!$J$3:$J$442,0)),\"\")","v":12.76},{"$f":"IFERROR(INDEX('SISPSN 2023'!R$3:R$442,MATCH($C284,'SISPSN 2023'!$J$3:$J$442,0)),\"\")","v":1194.67},{"$f":"IFERROR(INDEX('SISPSN 2023'!S$3:S$442,MATCH($C284,'SISPSN 2023'!$J$3:$J$442,0)),\"\")","v":51},{"$f":"IFERROR(INDEX('SISPSN 2023'!T$3:T$442,MATCH($C284,'SISPSN 2023'!$J$3:$J$442,0)),\"\")","v":1.76},{"$f":"IFERROR(INDEX('SISPSN 2023'!U$3:U$442,MATCH($C284,'SISPSN 2023'!$J$3:$J$442,0)),\"\")","v":"P 2"},null,0.40236819913914107,1.3069394629650365E-2,3.8257325200050533E-2,5.1326776784399245E-2,6.80420694740245E-3,2.9046896156890599E-4,{"$f":"IFERROR(PERCENTRANK(_xlfn._xlws.FILTER($AD$4:$AD$547,$AD$4:$AD$547<>\"\"),AD284),\"\")","v":""},0.34499999999999997,0.06,0.34200000000000003]
["Lampung","total","total",9176546,2022,null,"Provinsi Lampung","total","Provinsi Lampung",71.25,71.790000000000006,72.48,0.503,0,{"$f":"IFERROR(INDEX('SISPSN 2023'!H$3:H$442,MATCH($C285,'SISPSN 2023'!$J$3:$J$442,0)),\"\")","v":""},{"$f":"IFERROR(INDEX('SISPSN 2023'!I$3:I$442,MATCH($C285,'SISPSN 2023'!$J$3:$J$442,0)),\"\")","v":""},{"$f":"IFERROR(INDEX('SISPSN 2023'!J$3:J$442,MATCH($C285,'SISPSN 2023'!$J$3:$J$442,0)),\"\")","v":""},{"$f":"IFERROR(INDEX('SISPSN 2023'!K$3:K$442,MATCH($C285,'SISPSN 2023'!$J$3:$J$442,0)),\"\")","v":""},{"$f":"IFERROR(INDEX('SISPSN 2023'!L$3:L$442,MATCH($C285,'SISPSN 2023'!$J$3:$J$442,0)),\"\")","v":""},{"$f":"IFERROR(INDEX('SISPSN 2023'!M$3:M$442,MATCH($C285,'SISPSN 2023'!$J$3:$J$442,0)),\"\")","v":""},{"$f":"IFERROR(INDEX('SISPSN 2023'!N$3:N$442,MATCH($C285,'SISPSN 2023'!$J$3:$J$442,0)),\"\")","v":""},{"$f":"IFERROR(INDEX('SISPSN 2023'!O$3:O$442,MATCH($C285,'SISPSN 2023'!$J$3:$J$442,0)),\"\")","v":""},{"$f":"IFERROR(INDEX('SISPSN 2023'!P$3:P$442,MATCH($C285,'SISPSN 2023'!$J$3:$J$442,0)),\"\")","v":""},{"$f":"IFERROR(INDEX('SISPSN 2023'!Q$3:Q$442,MATCH($C285,'SISPSN 2023'!$J$3:$J$442,0)),\"\")","v":""},{"$f":"IFERROR(INDEX('SISPSN 2023'!R$3:R$442,MATCH($C285,'SISPSN 2023'!$J$3:$J$442,0)),\"\")","v":""},{"$f":"IFERROR(INDEX('SISPSN 2023'!S$3:S$442,MATCH($C285,'SISPSN 2023'!$J$3:$J$442,0)),\"\")","v":""},{"$f":"IFERROR(INDEX('SISPSN 2023'!T$3:T$442,MATCH($C285,'SISPSN 2023'!$J$3:$J$442,0)),\"\")","v":""},{"$f":"IFERROR(INDEX('SISPSN 2023'!U$3:U$442,MATCH($C285,'SISPSN 2023'!$J$3:$J$442,0)),\"\")","v":""},null,{"$error":"#VALUE!"},{"$error":"#VALUE!"},{"$error":"#VALUE!"},{"$error":"#VALUE!"},{"$error":"#VALUE!"},{"$error":"#VALUE!"},{"$f":"IFERROR(PERCENTRANK(_xlfn._xlws.FILTER($AD$4:$AD$547,$AD$4:$AD$547<>\"\"),AD285),\"\")","v":""},{"$error":"#VALUE!"},{"$error":"#VALUE!"},{"$error":"#VALUE!"}]
["Maluku","maluku","Kota Ambon",348225,2022,null,"maluku","maluku","Ambon",80.84,81.23,81.23,0.93600000000000005,1,{"$f":"IFERROR(INDEX('SISPSN 2023'!H$3:H$442,MATCH($C286,'SISPSN 2023'!$J$3:$J$442,0)),\"\")","v":2023},{"$f":"IFERROR(INDEX('SISPSN 2023'!I$3:I$442,MATCH($C286,'SISPSN 2023'!$J$3:$J$442,0)),\"\")","v":"Maluku"},{"$f":"IFERROR(INDEX('SISPSN 2023'!J$3:J$442,MATCH($C286,'SISPSN 2023'!$J$3:$J$442,0)),\"\")","v":"Kota Ambon"},{"$f":"IFERROR(INDEX('SISPSN 2023'!K$3:K$442,MATCH($C286,'SISPSN 2023'!$J$3:$J$442,0)),\"\")","v":90061.2},{"$f":"IFERROR(INDEX('SISPSN 2023'!L$3:L$442,MATCH($C286,'SISPSN 2023'!$J$3:$J$442,0)),\"\")","v":639.96},{"$f":"IFERROR(INDEX('SISPSN 2023'!M$3:M$442,MATCH($C286,'SISPSN 2023'!$J$3:$J$442,0)),\"\")","v":0.71},{"$f":"IFERROR(INDEX('SISPSN 2023'!N$3:N$442,MATCH($C286,'SISPSN 2023'!$J$3:$J$442,0)),\"\")","v":67707.5},{"$f":"IFERROR(INDEX('SISPSN 2023'!O$3:O$442,MATCH($C286,'SISPSN 2023'!$J$3:$J$442,0)),\"\")","v":75.180000000000007},{"$f":"IFERROR(INDEX('SISPSN 2023'!P$3:P$442,MATCH($C286,'SISPSN 2023'!$J$3:$J$442,0)),\"\")","v":68347.460000000006},{"$f":"IFERROR(INDEX('SISPSN 2023'!Q$3:Q$442,MATCH($C286,'SISPSN 2023'!$J$3:$J$442,0)),\"\")","v":75.89},{"$f":"IFERROR(INDEX('SISPSN 2023'!R$3:R$442,MATCH($C286,'SISPSN 2023'!$J$3:$J$442,0)),\"\")","v":580.22},{"$f":"IFERROR(INDEX('SISPSN 2023'!S$3:S$442,MATCH($C286,'SISPSN 2023'!$J$3:$J$442,0)),\"\")","v":0},{"$f":"IFERROR(INDEX('SISPSN 2023'!T$3:T$442,MATCH($C286,'SISPSN 2023'!$J$3:$J$442,0)),\"\")","v":0.64},{"$f":"IFERROR(INDEX('SISPSN 2023'!U$3:U$442,MATCH($C286,'SISPSN 2023'!$J$3:$J$442,0)),\"\")","v":"P 2"},null,0.70857351912881084,5.035006299068564E-3,0.53270155790078255,0.53773656419985105,4.5649905538558072E-3,0,{"$f":"IFERROR(PERCENTRANK(_xlfn._xlws.FILTER($AD$4:$AD$547,$AD$4:$AD$547<>\"\"),AD286),\"\")","v":""},0.23400000000000001,0.88300000000000001,0.27300000000000002]
["Maluku","maluku","Kab. Buru",137990,2022,null,"maluku","maluku","Buru",68.95,69.33,69.33,0.23699999999999999,1,{"$f":"IFERROR(INDEX('SISPSN 2023'!H$3:H$442,MATCH($C287,'SISPSN 2023'!$J$3:$J$442,0)),\"\")","v":2023},{"$f":"IFERROR(INDEX('SISPSN 2023'!I$3:I$442,MATCH($C287,'SISPSN 2023'!$J$3:$J$442,0)),\"\")","v":"Maluku"},{"$f":"IFERROR(INDEX('SISPSN 2023'!J$3:J$442,MATCH($C287,'SISPSN 2023'!$J$3:$J$442,0)),\"\")","v":"Kab. Buru"},{"$f":"IFERROR(INDEX('SISPSN 2023'!K$3:K$442,MATCH($C287,'SISPSN 2023'!$J$3:$J$442,0)),\"\")","v":20146.54},{"$f":"IFERROR(INDEX('SISPSN 2023'!L$3:L$442,MATCH($C287,'SISPSN 2023'!$J$3:$J$442,0)),\"\")","v":0},{"$f":"IFERROR(INDEX('SISPSN 2023'!M$3:M$442,MATCH($C287,'SISPSN 2023'!$J$3:$J$442,0)),\"\")","v":0},{"$f":"IFERROR(INDEX('SISPSN 2023'!N$3:N$442,MATCH($C287,'SISPSN 2023'!$J$3:$J$442,0)),\"\")","v":3854.4},{"$f":"IFERROR(INDEX('SISPSN 2023'!O$3:O$442,MATCH($C287,'SISPSN 2023'!$J$3:$J$442,0)),\"\")","v":19.13},{"$f":"IFERROR(INDEX('SISPSN 2023'!P$3:P$442,MATCH($C287,'SISPSN 2023'!$J$3:$J$442,0)),\"\")","v":3854.4},{"$f":"IFERROR(INDEX('SISPSN 2023'!Q$3:Q$442,MATCH($C287,'SISPSN 2023'!$J$3:$J$442,0)),\"\")","v":19.13},{"$f":"IFERROR(INDEX('SISPSN 2023'!R$3:R$442,MATCH($C287,'SISPSN 2023'!$J$3:$J$442,0)),\"\")","v":0},{"$f":"IFERROR(INDEX('SISPSN 2023'!S$3:S$442,MATCH($C287,'SISPSN 2023'!$J$3:$J$442,0)),\"\")","v":0},{"$f":"IFERROR(INDEX('SISPSN 2023'!T$3:T$442,MATCH($C287,'SISPSN 2023'!$J$3:$J$442,0)),\"\")","v":0},{"$f":"IFERROR(INDEX('SISPSN 2023'!U$3:U$442,MATCH($C287,'SISPSN 2023'!$J$3:$J$442,0)),\"\")","v":"P 2"},null,0.4,0,7.6527284585839545E-2,7.6527284585839545E-2,0,0,{"$f":"IFERROR(PERCENTRANK(_xlfn._xlws.FILTER($AD$4:$AD$547,$AD$4:$AD$547<>\"\"),AD287),\"\")","v":""},0,0.20100000000000001,0]
["Maluku","maluku","Buru Selatan",78515,2022,null,"maluku","maluku","Buru Selatan",64.69,64.8,64.8,8.5999999999999993E-2,0,{"$f":"IFERROR(INDEX('SISPSN 2023'!H$3:H$442,MATCH($C288,'SISPSN 2023'!$J$3:$J$442,0)),\"\")","v":""},{"$f":"IFERROR(INDEX('SISPSN 2023'!I$3:I$442,MATCH($C288,'SISPSN 2023'!$J$3:$J$442,0)),\"\")","v":""},{"$f":"IFERROR(INDEX('SISPSN 2023'!J$3:J$442,MATCH($C288,'SISPSN 2023'!$J$3:$J$442,0)),\"\")","v":""},{"$f":"IFERROR(INDEX('SISPSN 2023'!K$3:K$442,MATCH($C288,'SISPSN 2023'!$J$3:$J$442,0)),\"\")","v":""},{"$f":"IFERROR(INDEX('SISPSN 2023'!L$3:L$442,MATCH($C288,'SISPSN 2023'!$J$3:$J$442,0)),\"\")","v":""},{"$f":"IFERROR(INDEX('SISPSN 2023'!M$3:M$442,MATCH($C288,'SISPSN 2023'!$J$3:$J$442,0)),\"\")","v":""},{"$f":"IFERROR(INDEX('SISPSN 2023'!N$3:N$442,MATCH($C288,'SISPSN 2023'!$J$3:$J$442,0)),\"\")","v":""},{"$f":"IFERROR(INDEX('SISPSN 2023'!O$3:O$442,MATCH($C288,'SISPSN 2023'!$J$3:$J$442,0)),\"\")","v":""},{"$f":"IFERROR(INDEX('SISPSN 2023'!P$3:P$442,MATCH($C288,'SISPSN 2023'!$J$3:$J$442,0)),\"\")","v":""},{"$f":"IFERROR(INDEX('SISPSN 2023'!Q$3:Q$442,MATCH($C288,'SISPSN 2023'!$J$3:$J$442,0)),\"\")","v":""},{"$f":"IFERROR(INDEX('SISPSN 2023'!R$3:R$442,MATCH($C288,'SISPSN 2023'!$J$3:$J$442,0)),\"\")","v":""},{"$f":"IFERROR(INDEX('SISPSN 2023'!S$3:S$442,MATCH($C288,'SISPSN 2023'!$J$3:$J$442,0)),\"\")","v":""},{"$f":"IFERROR(INDEX('SISPSN 2023'!T$3:T$442,MATCH($C288,'SISPSN 2023'!$J$3:$J$442,0)),\"\")","v":""},{"$f":"IFERROR(INDEX('SISPSN 2023'!U$3:U$442,MATCH($C288,'SISPSN 2023'!$J$3:$J$442,0)),\"\")","v":""},null,{"$error":"#VALUE!"},{"$error":"#VALUE!"},{"$error":"#VALUE!"},{"$error":"#VALUE!"},{"$error":"#VALUE!"},{"$error":"#VALUE!"},{"$f":"IFERROR(PERCENTRANK(_xlfn._xlws.FILTER($AD$4:$AD$547,$AD$4:$AD$547<>\"\"),AD288),\"\")","v":""},{"$error":"#VALUE!"},{"$error":"#VALUE!"},{"$error":"#VALUE!"}]
["Maluku","maluku","Kab. Kepulauan Aru",103860,2022,null,"maluku","maluku","Kepulauan Aru",63.71,63.83,63.83,7.0000000000000007E-2,1,{"$f":"IFERROR(INDEX('SISPSN 2023'!H$3:H$442,MATCH($C289,'SISPSN 2023'!$J$3:$J$442,0)),\"\")","v":2023},{"$f":"IFERROR(INDEX('SISPSN 2023'!I$3:I$442,MATCH($C289,'SISPSN 2023'!$J$3:$J$442,0)),\"\")","v":"Maluku"},{"$f":"IFERROR(INDEX('SISPSN 2023'!J$3:J$442,MATCH($C289,'SISPSN 2023'!$J$3:$J$442,0)),\"\")","v":"Kab. Kepulauan Aru"},{"$f":"IFERROR(INDEX('SISPSN 2023'!K$3:K$442,MATCH($C289,'SISPSN 2023'!$J$3:$J$442,0)),\"\")","v":15889.76},{"$f":"IFERROR(INDEX('SISPSN 2023'!L$3:L$442,MATCH($C289,'SISPSN 2023'!$J$3:$J$442,0)),\"\")","v":0},{"$f":"IFERROR(INDEX('SISPSN 2023'!M$3:M$442,MATCH($C289,'SISPSN 2023'!$J$3:$J$442,0)),\"\")","v":0},{"$f":"IFERROR(INDEX('SISPSN 2023'!N$3:N$442,MATCH($C289,'SISPSN 2023'!$J$3:$J$442,0)),\"\")","v":2774},{"$f":"IFERROR(INDEX('SISPSN 2023'!O$3:O$442,MATCH($C289,'SISPSN 2023'!$J$3:$J$442,0)),\"\")","v":17.46},{"$f":"IFERROR(INDEX('SISPSN 2023'!P$3:P$442,MATCH($C289,'SISPSN 2023'!$J$3:$J$442,0)),\"\")","v":2774},{"$f":"IFERROR(INDEX('SISPSN 2023'!Q$3:Q$442,MATCH($C289,'SISPSN 2023'!$J$3:$J$442,0)),\"\")","v":17.46},{"$f":"IFERROR(INDEX('SISPSN 2023'!R$3:R$442,MATCH($C289,'SISPSN 2023'!$J$3:$J$442,0)),\"\")","v":0},{"$f":"IFERROR(INDEX('SISPSN 2023'!S$3:S$442,MATCH($C289,'SISPSN 2023'!$J$3:$J$442,0)),\"\")","v":0},{"$f":"IFERROR(INDEX('SISPSN 2023'!T$3:T$442,MATCH($C289,'SISPSN 2023'!$J$3:$J$442,0)),\"\")","v":0},{"$f":"IFERROR(INDEX('SISPSN 2023'!U$3:U$442,MATCH($C289,'SISPSN 2023'!$J$3:$J$442,0)),\"\")","v":"P 2"},null,0.41915645138740509,0,7.3175428461390329E-2,7.3175428461390329E-2,0,0,{"$f":"IFERROR(PERCENTRANK(_xlfn._xlws.FILTER($AD$4:$AD$547,$AD$4:$AD$547<>\"\"),AD289),\"\")","v":""},0,0.17399999999999999,0]
["Maluku","maluku","Maluku Barat Daya",82560,2022,null,"maluku","maluku","Maluku Barat Daya",61.9,62.37,62.37,5.2999999999999999E-2,0,{"$f":"IFERROR(INDEX('SISPSN 2023'!H$3:H$442,MATCH($C290,'SISPSN 2023'!$J$3:$J$442,0)),\"\")","v":""},{"$f":"IFERROR(INDEX('SISPSN 2023'!I$3:I$442,MATCH($C290,'SISPSN 2023'!$J$3:$J$442,0)),\"\")","v":""},{"$f":"IFERROR(INDEX('SISPSN 2023'!J$3:J$442,MATCH($C290,'SISPSN 2023'!$J$3:$J$442,0)),\"\")","v":""},{"$f":"IFERROR(INDEX('SISPSN 2023'!K$3:K$442,MATCH($C290,'SISPSN 2023'!$J$3:$J$442,0)),\"\")","v":""},{"$f":"IFERROR(INDEX('SISPSN 2023'!L$3:L$442,MATCH($C290,'SISPSN 2023'!$J$3:$J$442,0)),\"\")","v":""},{"$f":"IFERROR(INDEX('SISPSN 2023'!M$3:M$442,MATCH($C290,'SISPSN 2023'!$J$3:$J$442,0)),\"\")","v":""},{"$f":"IFERROR(INDEX('SISPSN 2023'!N$3:N$442,MATCH($C290,'SISPSN 2023'!$J$3:$J$442,0)),\"\")","v":""},{"$f":"IFERROR(INDEX('SISPSN 2023'!O$3:O$442,MATCH($C290,'SISPSN 2023'!$J$3:$J$442,0)),\"\")","v":""},{"$f":"IFERROR(INDEX('SISPSN 2023'!P$3:P$442,MATCH($C290,'SISPSN 2023'!$J$3:$J$442,0)),\"\")","v":""},{"$f":"IFERROR(INDEX('SISPSN 2023'!Q$3:Q$442,MATCH($C290,'SISPSN 2023'!$J$3:$J$442,0)),\"\")","v":""},{"$f":"IFERROR(INDEX('SISPSN 2023'!R$3:R$442,MATCH($C290,'SISPSN 2023'!$J$3:$J$442,0)),\"\")","v":""},{"$f":"IFERROR(INDEX('SISPSN 2023'!S$3:S$442,MATCH($C290,'SISPSN 2023'!$J$3:$J$442,0)),\"\")","v":""},{"$f":"IFERROR(INDEX('SISPSN 2023'!T$3:T$442,MATCH($C290,'SISPSN 2023'!$J$3:$J$442,0)),\"\")","v":""},{"$f":"IFERROR(INDEX('SISPSN 2023'!U$3:U$442,MATCH($C290,'SISPSN 2023'!$J$3:$J$442,0)),\"\")","v":""},null,{"$error":"#VALUE!"},{"$error":"#VALUE!"},{"$error":"#VALUE!"},{"$error":"#VALUE!"},{"$error":"#VALUE!"},{"$error":"#VALUE!"},{"$f":"IFERROR(PERCENTRANK(_xlfn._xlws.FILTER($AD$4:$AD$547,$AD$4:$AD$547<>\"\"),AD290),\"\")","v":""},{"$error":"#VALUE!"},{"$error":"#VALUE!"},{"$error":"#VALUE!"}]
["Maluku","maluku","Maluku Tengah",427050,2022,null,"maluku","maluku","Maluku Tengah",71.25,71.319999999999993,71.319999999999993,0.39100000000000001,0,{"$f":"IFERROR(INDEX('SISPSN 2023'!H$3:H$442,MATCH($C291,'SISPSN 2023'!$J$3:$J$442,0)),\"\")","v":""},{"$f":"IFERROR(INDEX('SISPSN 2023'!I$3:I$442,MATCH($C291,'SISPSN 2023'!$J$3:$J$442,0)),\"\")","v":""},{"$f":"IFERROR(INDEX('SISPSN 2023'!J$3:J$442,MATCH($C291,'SISPSN 2023'!$J$3:$J$442,0)),\"\")","v":""},{"$f":"IFERROR(INDEX('SISPSN 2023'!K$3:K$442,MATCH($C291,'SISPSN 2023'!$J$3:$J$442,0)),\"\")","v":""},{"$f":"IFERROR(INDEX('SISPSN 2023'!L$3:L$442,MATCH($C291,'SISPSN 2023'!$J$3:$J$442,0)),\"\")","v":""},{"$f":"IFERROR(INDEX('SISPSN 2023'!M$3:M$442,MATCH($C291,'SISPSN 2023'!$J$3:$J$442,0)),\"\")","v":""},{"$f":"IFERROR(INDEX('SISPSN 2023'!N$3:N$442,MATCH($C291,'SISPSN 2023'!$J$3:$J$442,0)),\"\")","v":""},{"$f":"IFERROR(INDEX('SISPSN 2023'!O$3:O$442,MATCH($C291,'SISPSN 2023'!$J$3:$J$442,0)),\"\")","v":""},{"$f":"IFERROR(INDEX('SISPSN 2023'!P$3:P$442,MATCH($C291,'SISPSN 2023'!$J$3:$J$442,0)),\"\")","v":""},{"$f":"IFERROR(INDEX('SISPSN 2023'!Q$3:Q$442,MATCH($C291,'SISPSN 2023'!$J$3:$J$442,0)),\"\")","v":""},{"$f":"IFERROR(INDEX('SISPSN 2023'!R$3:R$442,MATCH($C291,'SISPSN 2023'!$J$3:$J$442,0)),\"\")","v":""},{"$f":"IFERROR(INDEX('SISPSN 2023'!S$3:S$442,MATCH($C291,'SISPSN 2023'!$J$3:$J$442,0)),\"\")","v":""},{"$f":"IFERROR(INDEX('SISPSN 2023'!T$3:T$442,MATCH($C291,'SISPSN 2023'!$J$3:$J$442,0)),\"\")","v":""},{"$f":"IFERROR(INDEX('SISPSN 2023'!U$3:U$442,MATCH($C291,'SISPSN 2023'!$J$3:$J$442,0)),\"\")","v":""},null,{"$error":"#VALUE!"},{"$error":"#VALUE!"},{"$error":"#VALUE!"},{"$error":"#VALUE!"},{"$error":"#VALUE!"},{"$error":"#VALUE!"},{"$f":"IFERROR(PERCENTRANK(_xlfn._xlws.FILTER($AD$4:$AD$547,$AD$4:$AD$547<>\"\"),AD291),\"\")","v":""},{"$error":"#VALUE!"},{"$error":"#VALUE!"},{"$error":"#VALUE!"}]
["Maluku","maluku","Kab. Maluku Tenggara",124199,2022,null,"maluku","maluku","Maluku Tenggara",66.2,66.33,66.33,0.13400000000000001,1,{"$f":"IFERROR(INDEX('SISPSN 2023'!H$3:H$442,MATCH($C292,'SISPSN 2023'!$J$3:$J$442,0)),\"\")","v":2023},{"$f":"IFERROR(INDEX('SISPSN 2023'!I$3:I$442,MATCH($C292,'SISPSN 2023'!$J$3:$J$442,0)),\"\")","v":"Maluku"},{"$f":"IFERROR(INDEX('SISPSN 2023'!J$3:J$442,MATCH($C292,'SISPSN 2023'!$J$3:$J$442,0)),\"\")","v":"Kab. Maluku Tenggara"},{"$f":"IFERROR(INDEX('SISPSN 2023'!K$3:K$442,MATCH($C292,'SISPSN 2023'!$J$3:$J$442,0)),\"\")","v":18245.330000000002},{"$f":"IFERROR(INDEX('SISPSN 2023'!L$3:L$442,MATCH($C292,'SISPSN 2023'!$J$3:$J$442,0)),\"\")","v":0},{"$f":"IFERROR(INDEX('SISPSN 2023'!M$3:M$442,MATCH($C292,'SISPSN 2023'!$J$3:$J$442,0)),\"\")","v":0},{"$f":"IFERROR(INDEX('SISPSN 2023'!N$3:N$442,MATCH($C292,'SISPSN 2023'!$J$3:$J$442,0)),\"\")","v":2409},{"$f":"IFERROR(INDEX('SISPSN 2023'!O$3:O$442,MATCH($C292,'SISPSN 2023'!$J$3:$J$442,0)),\"\")","v":13.2},{"$f":"IFERROR(INDEX('SISPSN 2023'!P$3:P$442,MATCH($C292,'SISPSN 2023'!$J$3:$J$442,0)),\"\")","v":2409},{"$f":"IFERROR(INDEX('SISPSN 2023'!Q$3:Q$442,MATCH($C292,'SISPSN 2023'!$J$3:$J$442,0)),\"\")","v":13.2},{"$f":"IFERROR(INDEX('SISPSN 2023'!R$3:R$442,MATCH($C292,'SISPSN 2023'!$J$3:$J$442,0)),\"\")","v":0},{"$f":"IFERROR(INDEX('SISPSN 2023'!S$3:S$442,MATCH($C292,'SISPSN 2023'!$J$3:$J$442,0)),\"\")","v":0},{"$f":"IFERROR(INDEX('SISPSN 2023'!T$3:T$442,MATCH($C292,'SISPSN 2023'!$J$3:$J$442,0)),\"\")","v":0},{"$f":"IFERROR(INDEX('SISPSN 2023'!U$3:U$442,MATCH($C292,'SISPSN 2023'!$J$3:$J$442,0)),\"\")","v":"P 2"},null,0.40247671462292006,0,5.314052448087344E-2,5.314052448087344E-2,0,0,{"$f":"IFERROR(PERCENTRANK(_xlfn._xlws.FILTER($AD$4:$AD$547,$AD$4:$AD$547<>\"\"),AD292),\"\")","v":""},0,9.9000000000000005E-2,0]
["Maluku","maluku","Maluku Tenggara Barat",124787,2022,null,"maluku","maluku","Maluku Tenggara Barat",62.86,62.97,62.97,5.5E-2,0,{"$f":"IFERROR(INDEX('SISPSN 2023'!H$3:H$442,MATCH($C293,'SISPSN 2023'!$J$3:$J$442,0)),\"\")","v":""},{"$f":"IFERROR(INDEX('SISPSN 2023'!I$3:I$442,MATCH($C293,'SISPSN 2023'!$J$3:$J$442,0)),\"\")","v":""},{"$f":"IFERROR(INDEX('SISPSN 2023'!J$3:J$442,MATCH($C293,'SISPSN 2023'!$J$3:$J$442,0)),\"\")","v":""},{"$f":"IFERROR(INDEX('SISPSN 2023'!K$3:K$442,MATCH($C293,'SISPSN 2023'!$J$3:$J$442,0)),\"\")","v":""},{"$f":"IFERROR(INDEX('SISPSN 2023'!L$3:L$442,MATCH($C293,'SISPSN 2023'!$J$3:$J$442,0)),\"\")","v":""},{"$f":"IFERROR(INDEX('SISPSN 2023'!M$3:M$442,MATCH($C293,'SISPSN 2023'!$J$3:$J$442,0)),\"\")","v":""},{"$f":"IFERROR(INDEX('SISPSN 2023'!N$3:N$442,MATCH($C293,'SISPSN 2023'!$J$3:$J$442,0)),\"\")","v":""},{"$f":"IFERROR(INDEX('SISPSN 2023'!O$3:O$442,MATCH($C293,'SISPSN 2023'!$J$3:$J$442,0)),\"\")","v":""},{"$f":"IFERROR(INDEX('SISPSN 2023'!P$3:P$442,MATCH($C293,'SISPSN 2023'!$J$3:$J$442,0)),\"\")","v":""},{"$f":"IFERROR(INDEX('SISPSN 2023'!Q$3:Q$442,MATCH($C293,'SISPSN 2023'!$J$3:$J$442,0)),\"\")","v":""},{"$f":"IFERROR(INDEX('SISPSN 2023'!R$3:R$442,MATCH($C293,'SISPSN 2023'!$J$3:$J$442,0)),\"\")","v":""},{"$f":"IFERROR(INDEX('SISPSN 2023'!S$3:S$442,MATCH($C293,'SISPSN 2023'!$J$3:$J$442,0)),\"\")","v":""},{"$f":"IFERROR(INDEX('SISPSN 2023'!T$3:T$442,MATCH($C293,'SISPSN 2023'!$J$3:$J$442,0)),\"\")","v":""},{"$f":"IFERROR(INDEX('SISPSN 2023'!U$3:U$442,MATCH($C293,'SISPSN 2023'!$J$3:$J$442,0)),\"\")","v":""},null,{"$error":"#VALUE!"},{"$error":"#VALUE!"},{"$error":"#VALUE!"},{"$error":"#VALUE!"},{"$error":"#VALUE!"},{"$error":"#VALUE!"},{"$f":"IFERROR(PERCENTRANK(_xlfn._xlws.FILTER($AD$4:$AD$547,$AD$4:$AD$547<>\"\"),AD293),\"\")","v":""},{"$error":"#VALUE!"},{"$error":"#VALUE!"},{"$error":"#VALUE!"}]
["Maluku","maluku","Kab. Seram Bagian Barat",217958,2022,null,"maluku","maluku","Seram Bagian Barat",65.62,65.83,65.83,0.121,1,{"$f":"IFERROR(INDEX('SISPSN 2023'!H$3:H$442,MATCH($C294,'SISPSN 2023'!$J$3:$J$442,0)),\"\")","v":2023},{"$f":"IFERROR(INDEX('SISPSN 2023'!I$3:I$442,MATCH($C294,'SISPSN 2023'!$J$3:$J$442,0)),\"\")","v":"Maluku"},{"$f":"IFERROR(INDEX('SISPSN 2023'!J$3:J$442,MATCH($C294,'SISPSN 2023'!$J$3:$J$442,0)),\"\")","v":"Kab. Seram Bagian Barat"},{"$f":"IFERROR(INDEX('SISPSN 2023'!K$3:K$442,MATCH($C294,'SISPSN 2023'!$J$3:$J$442,0)),\"\")","v":31386.93},{"$f":"IFERROR(INDEX('SISPSN 2023'!L$3:L$442,MATCH($C294,'SISPSN 2023'!$J$3:$J$442,0)),\"\")","v":0},{"$f":"IFERROR(INDEX('SISPSN 2023'!M$3:M$442,MATCH($C294,'SISPSN 2023'!$J$3:$J$442,0)),\"\")","v":0},{"$f":"IFERROR(INDEX('SISPSN 2023'!N$3:N$442,MATCH($C294,'SISPSN 2023'!$J$3:$J$442,0)),\"\")","v":2715.6},{"$f":"IFERROR(INDEX('SISPSN 2023'!O$3:O$442,MATCH($C294,'SISPSN 2023'!$J$3:$J$442,0)),\"\")","v":8.65},{"$f":"IFERROR(INDEX('SISPSN 2023'!P$3:P$442,MATCH($C294,'SISPSN 2023'!$J$3:$J$442,0)),\"\")","v":2715.6},{"$f":"IFERROR(INDEX('SISPSN 2023'!Q$3:Q$442,MATCH($C294,'SISPSN 2023'!$J$3:$J$442,0)),\"\")","v":8.65},{"$f":"IFERROR(INDEX('SISPSN 2023'!R$3:R$442,MATCH($C294,'SISPSN 2023'!$J$3:$J$442,0)),\"\")","v":0},{"$f":"IFERROR(INDEX('SISPSN 2023'!S$3:S$442,MATCH($C294,'SISPSN 2023'!$J$3:$J$442,0)),\"\")","v":0},{"$f":"IFERROR(INDEX('SISPSN 2023'!T$3:T$442,MATCH($C294,'SISPSN 2023'!$J$3:$J$442,0)),\"\")","v":0},{"$f":"IFERROR(INDEX('SISPSN 2023'!U$3:U$442,MATCH($C294,'SISPSN 2023'!$J$3:$J$442,0)),\"\")","v":"P 2"},null,0.39453284137813655,0,3.4135016838106422E-2,3.4135016838106422E-2,0,0,{"$f":"IFERROR(PERCENTRANK(_xlfn._xlws.FILTER($AD$4:$AD$547,$AD$4:$AD$547<>\"\"),AD294),\"\")","v":""},0,5.5E-2,0]
["Maluku","maluku","Seram Bagian Timur",143438,2022,null,"maluku","maluku","Seram Bagian Timur",64.12,64.3,64.3,7.8E-2,0,{"$f":"IFERROR(INDEX('SISPSN 2023'!H$3:H$442,MATCH($C295,'SISPSN 2023'!$J$3:$J$442,0)),\"\")","v":""},{"$f":"IFERROR(INDEX('SISPSN 2023'!I$3:I$442,MATCH($C295,'SISPSN 2023'!$J$3:$J$442,0)),\"\")","v":""},{"$f":"IFERROR(INDEX('SISPSN 2023'!J$3:J$442,MATCH($C295,'SISPSN 2023'!$J$3:$J$442,0)),\"\")","v":""},{"$f":"IFERROR(INDEX('SISPSN 2023'!K$3:K$442,MATCH($C295,'SISPSN 2023'!$J$3:$J$442,0)),\"\")","v":""},{"$f":"IFERROR(INDEX('SISPSN 2023'!L$3:L$442,MATCH($C295,'SISPSN 2023'!$J$3:$J$442,0)),\"\")","v":""},{"$f":"IFERROR(INDEX('SISPSN 2023'!M$3:M$442,MATCH($C295,'SISPSN 2023'!$J$3:$J$442,0)),\"\")","v":""},{"$f":"IFERROR(INDEX('SISPSN 2023'!N$3:N$442,MATCH($C295,'SISPSN 2023'!$J$3:$J$442,0)),\"\")","v":""},{"$f":"IFERROR(INDEX('SISPSN 2023'!O$3:O$442,MATCH($C295,'SISPSN 2023'!$J$3:$J$442,0)),\"\")","v":""},{"$f":"IFERROR(INDEX('SISPSN 2023'!P$3:P$442,MATCH($C295,'SISPSN 2023'!$J$3:$J$442,0)),\"\")","v":""},{"$f":"IFERROR(INDEX('SISPSN 2023'!Q$3:Q$442,MATCH($C295,'SISPSN 2023'!$J$3:$J$442,0)),\"\")","v":""},{"$f":"IFERROR(INDEX('SISPSN 2023'!R$3:R$442,MATCH($C295,'SISPSN 2023'!$J$3:$J$442,0)),\"\")","v":""},{"$f":"IFERROR(INDEX('SISPSN 2023'!S$3:S$442,MATCH($C295,'SISPSN 2023'!$J$3:$J$442,0)),\"\")","v":""},{"$f":"IFERROR(INDEX('SISPSN 2023'!T$3:T$442,MATCH($C295,'SISPSN 2023'!$J$3:$J$442,0)),\"\")","v":""},{"$f":"IFERROR(INDEX('SISPSN 2023'!U$3:U$442,MATCH($C295,'SISPSN 2023'!$J$3:$J$442,0)),\"\")","v":""},null,{"$error":"#VALUE!"},{"$error":"#VALUE!"},{"$error":"#VALUE!"},{"$error":"#VALUE!"},{"$error":"#VALUE!"},{"$error":"#VALUE!"},{"$f":"IFERROR(PERCENTRANK(_xlfn._xlws.FILTER($AD$4:$AD$547,$AD$4:$AD$547<>\"\"),AD295),\"\")","v":""},{"$error":"#VALUE!"},{"$error":"#VALUE!"},{"$error":"#VALUE!"}]
["Maluku","maluku","Kota Tual",93145,2022,null,"maluku","maluku","Tual",67.959999999999994,68.16,68.16,0.19700000000000001,1,{"$f":"IFERROR(INDEX('SISPSN 2023'!H$3:H$442,MATCH($C296,'SISPSN 2023'!$J$3:$J$442,0)),\"\")","v":2023},{"$f":"IFERROR(INDEX('SISPSN 2023'!I$3:I$442,MATCH($C296,'SISPSN 2023'!$J$3:$J$442,0)),\"\")","v":"Maluku"},{"$f":"IFERROR(INDEX('SISPSN 2023'!J$3:J$442,MATCH($C296,'SISPSN 2023'!$J$3:$J$442,0)),\"\")","v":"Kota Tual"},{"$f":"IFERROR(INDEX('SISPSN 2023'!K$3:K$442,MATCH($C296,'SISPSN 2023'!$J$3:$J$442,0)),\"\")","v":21857.51},{"$f":"IFERROR(INDEX('SISPSN 2023'!L$3:L$442,MATCH($C296,'SISPSN 2023'!$J$3:$J$442,0)),\"\")","v":278.24},{"$f":"IFERROR(INDEX('SISPSN 2023'!M$3:M$442,MATCH($C296,'SISPSN 2023'!$J$3:$J$442,0)),\"\")","v":1.27},{"$f":"IFERROR(INDEX('SISPSN 2023'!N$3:N$442,MATCH($C296,'SISPSN 2023'!$J$3:$J$442,0)),\"\")","v":14235},{"$f":"IFERROR(INDEX('SISPSN 2023'!O$3:O$442,MATCH($C296,'SISPSN 2023'!$J$3:$J$442,0)),\"\")","v":65.13},{"$f":"IFERROR(INDEX('SISPSN 2023'!P$3:P$442,MATCH($C296,'SISPSN 2023'!$J$3:$J$442,0)),\"\")","v":14513.24},{"$f":"IFERROR(INDEX('SISPSN 2023'!Q$3:Q$442,MATCH($C296,'SISPSN 2023'!$J$3:$J$442,0)),\"\")","v":66.400000000000006},{"$f":"IFERROR(INDEX('SISPSN 2023'!R$3:R$442,MATCH($C296,'SISPSN 2023'!$J$3:$J$442,0)),\"\")","v":0},{"$f":"IFERROR(INDEX('SISPSN 2023'!S$3:S$442,MATCH($C296,'SISPSN 2023'!$J$3:$J$442,0)),\"\")","v":0},{"$f":"IFERROR(INDEX('SISPSN 2023'!T$3:T$442,MATCH($C296,'SISPSN 2023'!$J$3:$J$442,0)),\"\")","v":0},{"$f":"IFERROR(INDEX('SISPSN 2023'!U$3:U$442,MATCH($C296,'SISPSN 2023'!$J$3:$J$442,0)),\"\")","v":"P 2"},null,0.64290717742332804,8.1840288782330101E-3,0.41870202372644805,0.42688605260468104,0,0,{"$f":"IFERROR(PERCENTRANK(_xlfn._xlws.FILTER($AD$4:$AD$547,$AD$4:$AD$547<>\"\"),AD296),\"\")","v":""},0.26500000000000001,0.71499999999999997,0]
["Maluku","total","total",1881727,2022,null,"Maluku","total","Maluku",69.489999999999995,69.709999999999994,69.709999999999994,0.26300000000000001,0,{"$f":"IFERROR(INDEX('SISPSN 2023'!H$3:H$442,MATCH($C297,'SISPSN 2023'!$J$3:$J$442,0)),\"\")","v":""},{"$f":"IFERROR(INDEX('SISPSN 2023'!I$3:I$442,MATCH($C297,'SISPSN 2023'!$J$3:$J$442,0)),\"\")","v":""},{"$f":"IFERROR(INDEX('SISPSN 2023'!J$3:J$442,MATCH($C297,'SISPSN 2023'!$J$3:$J$442,0)),\"\")","v":""},{"$f":"IFERROR(INDEX('SISPSN 2023'!K$3:K$442,MATCH($C297,'SISPSN 2023'!$J$3:$J$442,0)),\"\")","v":""},{"$f":"IFERROR(INDEX('SISPSN 2023'!L$3:L$442,MATCH($C297,'SISPSN 2023'!$J$3:$J$442,0)),\"\")","v":""},{"$f":"IFERROR(INDEX('SISPSN 2023'!M$3:M$442,MATCH($C297,'SISPSN 2023'!$J$3:$J$442,0)),\"\")","v":""},{"$f":"IFERROR(INDEX('SISPSN 2023'!N$3:N$442,MATCH($C297,'SISPSN 2023'!$J$3:$J$442,0)),\"\")","v":""},{"$f":"IFERROR(INDEX('SISPSN 2023'!O$3:O$442,MATCH($C297,'SISPSN 2023'!$J$3:$J$442,0)),\"\")","v":""},{"$f":"IFERROR(INDEX('SISPSN 2023'!P$3:P$442,MATCH($C297,'SISPSN 2023'!$J$3:$J$442,0)),\"\")","v":""},{"$f":"IFERROR(INDEX('SISPSN 2023'!Q$3:Q$442,MATCH($C297,'SISPSN 2023'!$J$3:$J$442,0)),\"\")","v":""},{"$f":"IFERROR(INDEX('SISPSN 2023'!R$3:R$442,MATCH($C297,'SISPSN 2023'!$J$3:$J$442,0)),\"\")","v":""},{"$f":"IFERROR(INDEX('SISPSN 2023'!S$3:S$442,MATCH($C297,'SISPSN 2023'!$J$3:$J$442,0)),\"\")","v":""},{"$f":"IFERROR(INDEX('SISPSN 2023'!T$3:T$442,MATCH($C297,'SISPSN 2023'!$J$3:$J$442,0)),\"\")","v":""},{"$f":"IFERROR(INDEX('SISPSN 2023'!U$3:U$442,MATCH($C297,'SISPSN 2023'!$J$3:$J$442,0)),\"\")","v":""},null,{"$error":"#VALUE!"},{"$error":"#VALUE!"},{"$error":"#VALUE!"},{"$error":"#VALUE!"},{"$error":"#VALUE!"},{"$error":"#VALUE!"},{"$f":"IFERROR(PERCENTRANK(_xlfn._xlws.FILTER($AD$4:$AD$547,$AD$4:$AD$547<>\"\"),AD297),\"\")","v":""},{"$error":"#VALUE!"},{"$error":"#VALUE!"},{"$error":"#VALUE!"}]
["Maluku Utara","Maluku Utara","Halmahera Barat",137541,2022,null,"Maluku Utara","Maluku Utara","Halmahera Barat",65.56,66.2,66.91,0.16,0,{"$f":"IFERROR(INDEX('SISPSN 2023'!H$3:H$442,MATCH($C298,'SISPSN 2023'!$J$3:$J$442,0)),\"\")","v":""},{"$f":"IFERROR(INDEX('SISPSN 2023'!I$3:I$442,MATCH($C298,'SISPSN 2023'!$J$3:$J$442,0)),\"\")","v":""},{"$f":"IFERROR(INDEX('SISPSN 2023'!J$3:J$442,MATCH($C298,'SISPSN 2023'!$J$3:$J$442,0)),\"\")","v":""},{"$f":"IFERROR(INDEX('SISPSN 2023'!K$3:K$442,MATCH($C298,'SISPSN 2023'!$J$3:$J$442,0)),\"\")","v":""},{"$f":"IFERROR(INDEX('SISPSN 2023'!L$3:L$442,MATCH($C298,'SISPSN 2023'!$J$3:$J$442,0)),\"\")","v":""},{"$f":"IFERROR(INDEX('SISPSN 2023'!M$3:M$442,MATCH($C298,'SISPSN 2023'!$J$3:$J$442,0)),\"\")","v":""},{"$f":"IFERROR(INDEX('SISPSN 2023'!N$3:N$442,MATCH($C298,'SISPSN 2023'!$J$3:$J$442,0)),\"\")","v":""},{"$f":"IFERROR(INDEX('SISPSN 2023'!O$3:O$442,MATCH($C298,'SISPSN 2023'!$J$3:$J$442,0)),\"\")","v":""},{"$f":"IFERROR(INDEX('SISPSN 2023'!P$3:P$442,MATCH($C298,'SISPSN 2023'!$J$3:$J$442,0)),\"\")","v":""},{"$f":"IFERROR(INDEX('SISPSN 2023'!Q$3:Q$442,MATCH($C298,'SISPSN 2023'!$J$3:$J$442,0)),\"\")","v":""},{"$f":"IFERROR(INDEX('SISPSN 2023'!R$3:R$442,MATCH($C298,'SISPSN 2023'!$J$3:$J$442,0)),\"\")","v":""},{"$f":"IFERROR(INDEX('SISPSN 2023'!S$3:S$442,MATCH($C298,'SISPSN 2023'!$J$3:$J$442,0)),\"\")","v":""},{"$f":"IFERROR(INDEX('SISPSN 2023'!T$3:T$442,MATCH($C298,'SISPSN 2023'!$J$3:$J$442,0)),\"\")","v":""},{"$f":"IFERROR(INDEX('SISPSN 2023'!U$3:U$442,MATCH($C298,'SISPSN 2023'!$J$3:$J$442,0)),\"\")","v":""},null,{"$error":"#VALUE!"},{"$error":"#VALUE!"},{"$error":"#VALUE!"},{"$error":"#VALUE!"},{"$error":"#VALUE!"},{"$error":"#VALUE!"},{"$f":"IFERROR(PERCENTRANK(_xlfn._xlws.FILTER($AD$4:$AD$547,$AD$4:$AD$547<>\"\"),AD298),\"\")","v":""},{"$error":"#VALUE!"},{"$error":"#VALUE!"},{"$error":"#VALUE!"}]
["Maluku Utara","Maluku Utara","Kab. Halmahera Selatan",255795,2022,null,"Maluku Utara","Maluku Utara","Halmahera Selatan",64.19,65.06,65.83,0.121,1,{"$f":"IFERROR(INDEX('SISPSN 2023'!H$3:H$442,MATCH($C299,'SISPSN 2023'!$J$3:$J$442,0)),\"\")","v":2023},{"$f":"IFERROR(INDEX('SISPSN 2023'!I$3:I$442,MATCH($C299,'SISPSN 2023'!$J$3:$J$442,0)),\"\")","v":"Maluku Utara"},{"$f":"IFERROR(INDEX('SISPSN 2023'!J$3:J$442,MATCH($C299,'SISPSN 2023'!$J$3:$J$442,0)),\"\")","v":"Kab. Halmahera Selatan"},{"$f":"IFERROR(INDEX('SISPSN 2023'!K$3:K$442,MATCH($C299,'SISPSN 2023'!$J$3:$J$442,0)),\"\")","v":37286.06},{"$f":"IFERROR(INDEX('SISPSN 2023'!L$3:L$442,MATCH($C299,'SISPSN 2023'!$J$3:$J$442,0)),\"\")","v":0},{"$f":"IFERROR(INDEX('SISPSN 2023'!M$3:M$442,MATCH($C299,'SISPSN 2023'!$J$3:$J$442,0)),\"\")","v":0},{"$f":"IFERROR(INDEX('SISPSN 2023'!N$3:N$442,MATCH($C299,'SISPSN 2023'!$J$3:$J$442,0)),\"\")","v":20853.900000000001},{"$f":"IFERROR(INDEX('SISPSN 2023'!O$3:O$442,MATCH($C299,'SISPSN 2023'!$J$3:$J$442,0)),\"\")","v":55.93},{"$f":"IFERROR(INDEX('SISPSN 2023'!P$3:P$442,MATCH($C299,'SISPSN 2023'!$J$3:$J$442,0)),\"\")","v":20853.900000000001},{"$f":"IFERROR(INDEX('SISPSN 2023'!Q$3:Q$442,MATCH($C299,'SISPSN 2023'!$J$3:$J$442,0)),\"\")","v":55.93},{"$f":"IFERROR(INDEX('SISPSN 2023'!R$3:R$442,MATCH($C299,'SISPSN 2023'!$J$3:$J$442,0)),\"\")","v":0},{"$f":"IFERROR(INDEX('SISPSN 2023'!S$3:S$442,MATCH($C299,'SISPSN 2023'!$J$3:$J$442,0)),\"\")","v":4},{"$f":"IFERROR(INDEX('SISPSN 2023'!T$3:T$442,MATCH($C299,'SISPSN 2023'!$J$3:$J$442,0)),\"\")","v":0.01},{"$f":"IFERROR(INDEX('SISPSN 2023'!U$3:U$442,MATCH($C299,'SISPSN 2023'!$J$3:$J$442,0)),\"\")","v":"P 2"},null,{"$f":"IF(ISBLANK(R299),\"\",R299*1000/$D299/365)","v":0.39935725499363123},{"$f":"IF(ISBLANK(S299),\"\",S299*1000/$D299/365)","v":0},{"$f":"IF(ISBLANK(U299),\"\",U299*1000/$D299/365)","v":0.22335844173161995},{"$f":"IF(ISBLANK(W299),\"\",W299*1000/$D299/365)","v":0.22335844173161995},{"$f":"IF(ISBLANK(Y299),\"\",Y299*1000/$D299/365)","v":0},{"$f":"IF(ISBLANK(Z299),\"\",Z299*1000/$D299/365)","v":4.2842526670142259E-5},{"$f":"IFERROR(PERCENTRANK(_xlfn._xlws.FILTER($AD$4:$AD$547,$AD$4:$AD$547<>\"\"),AD299),\"\")","v":""},0,0.63200000000000001,0.14899999999999999]
["Maluku Utara","Maluku Utara","Kab. Halmahera Tengah",59096,2022,null,"Maluku Utara","Maluku Utara","Halmahera Tengah",65.819999999999993,66.489999999999995,67.48,0.17499999999999999,1,{"$f":"IFERROR(INDEX('SISPSN 2023'!H$3:H$442,MATCH($C300,'SISPSN 2023'!$J$3:$J$442,0)),\"\")","v":2023},{"$f":"IFERROR(INDEX('SISPSN 2023'!I$3:I$442,MATCH($C300,'SISPSN 2023'!$J$3:$J$442,0)),\"\")","v":"Maluku Utara"},{"$f":"IFERROR(INDEX('SISPSN 2023'!J$3:J$442,MATCH($C300,'SISPSN 2023'!$J$3:$J$442,0)),\"\")","v":"Kab. Halmahera Tengah"},{"$f":"IFERROR(INDEX('SISPSN 2023'!K$3:K$442,MATCH($C300,'SISPSN 2023'!$J$3:$J$442,0)),\"\")","v":17698.3},{"$f":"IFERROR(INDEX('SISPSN 2023'!L$3:L$442,MATCH($C300,'SISPSN 2023'!$J$3:$J$442,0)),\"\")","v":0},{"$f":"IFERROR(INDEX('SISPSN 2023'!M$3:M$442,MATCH($C300,'SISPSN 2023'!$J$3:$J$442,0)),\"\")","v":0},{"$f":"IFERROR(INDEX('SISPSN 2023'!N$3:N$442,MATCH($C300,'SISPSN 2023'!$J$3:$J$442,0)),\"\")","v":7732.89},{"$f":"IFERROR(INDEX('SISPSN 2023'!O$3:O$442,MATCH($C300,'SISPSN 2023'!$J$3:$J$442,0)),\"\")","v":43.69},{"$f":"IFERROR(INDEX('SISPSN 2023'!P$3:P$442,MATCH($C300,'SISPSN 2023'!$J$3:$J$442,0)),\"\")","v":7732.89},{"$f":"IFERROR(INDEX('SISPSN 2023'!Q$3:Q$442,MATCH($C300,'SISPSN 2023'!$J$3:$J$442,0)),\"\")","v":43.69},{"$f":"IFERROR(INDEX('SISPSN 2023'!R$3:R$442,MATCH($C300,'SISPSN 2023'!$J$3:$J$442,0)),\"\")","v":0},{"$f":"IFERROR(INDEX('SISPSN 2023'!S$3:S$442,MATCH($C300,'SISPSN 2023'!$J$3:$J$442,0)),\"\")","v":0},{"$f":"IFERROR(INDEX('SISPSN 2023'!T$3:T$442,MATCH($C300,'SISPSN 2023'!$J$3:$J$442,0)),\"\")","v":0},{"$f":"IFERROR(INDEX('SISPSN 2023'!U$3:U$442,MATCH($C300,'SISPSN 2023'!$J$3:$J$442,0)),\"\")","v":"P 2"},null,0.82050380991412164,0,0.35850142141600111,0.35850142141600111,0,0,{"$f":"IFERROR(PERCENTRANK(_xlfn._xlws.FILTER($AD$4:$AD$547,$AD$4:$AD$547<>\"\"),AD300),\"\")","v":""},0,0.54400000000000004,0]
["Maluku Utara","Maluku Utara","Kab. Halmahera Timur",94510,2022,null,"Maluku Utara","Maluku Utara","Halmahera Timur",67,67.930000000000007,68.819999999999993,0.21,1,{"$f":"IFERROR(INDEX('SISPSN 2023'!H$3:H$442,MATCH($C301,'SISPSN 2023'!$J$3:$J$442,0)),\"\")","v":2023},{"$f":"IFERROR(INDEX('SISPSN 2023'!I$3:I$442,MATCH($C301,'SISPSN 2023'!$J$3:$J$442,0)),\"\")","v":"Maluku Utara"},{"$f":"IFERROR(INDEX('SISPSN 2023'!J$3:J$442,MATCH($C301,'SISPSN 2023'!$J$3:$J$442,0)),\"\")","v":"Kab. Halmahera Timur"},{"$f":"IFERROR(INDEX('SISPSN 2023'!K$3:K$442,MATCH($C301,'SISPSN 2023'!$J$3:$J$442,0)),\"\")","v":19652.419999999998},{"$f":"IFERROR(INDEX('SISPSN 2023'!L$3:L$442,MATCH($C301,'SISPSN 2023'!$J$3:$J$442,0)),\"\")","v":3.65},{"$f":"IFERROR(INDEX('SISPSN 2023'!M$3:M$442,MATCH($C301,'SISPSN 2023'!$J$3:$J$442,0)),\"\")","v":0.02},{"$f":"IFERROR(INDEX('SISPSN 2023'!N$3:N$442,MATCH($C301,'SISPSN 2023'!$J$3:$J$442,0)),\"\")","v":16926.84},{"$f":"IFERROR(INDEX('SISPSN 2023'!O$3:O$442,MATCH($C301,'SISPSN 2023'!$J$3:$J$442,0)),\"\")","v":86.13},{"$f":"IFERROR(INDEX('SISPSN 2023'!P$3:P$442,MATCH($C301,'SISPSN 2023'!$J$3:$J$442,0)),\"\")","v":16930.490000000002},{"$f":"IFERROR(INDEX('SISPSN 2023'!Q$3:Q$442,MATCH($C301,'SISPSN 2023'!$J$3:$J$442,0)),\"\")","v":86.15},{"$f":"IFERROR(INDEX('SISPSN 2023'!R$3:R$442,MATCH($C301,'SISPSN 2023'!$J$3:$J$442,0)),\"\")","v":3.65},{"$f":"IFERROR(INDEX('SISPSN 2023'!S$3:S$442,MATCH($C301,'SISPSN 2023'!$J$3:$J$442,0)),\"\")","v":0},{"$f":"IFERROR(INDEX('SISPSN 2023'!T$3:T$442,MATCH($C301,'SISPSN 2023'!$J$3:$J$442,0)),\"\")","v":0.02},{"$f":"IFERROR(INDEX('SISPSN 2023'!U$3:U$442,MATCH($C301,'SISPSN 2023'!$J$3:$J$442,0)),\"\")","v":"P 2"},null,0.56969893741765387,1.0580890911014708E-4,0.49068780139232931,0.49079361030143942,1.0580890911014708E-4,0,{"$f":"IFERROR(PERCENTRANK(_xlfn._xlws.FILTER($AD$4:$AD$547,$AD$4:$AD$547<>\"\"),AD301),\"\")","v":""},0.129,0.97699999999999998,0.17100000000000001]
["Maluku Utara","Maluku Utara","Halmahera Utara",202755,2022,null,"Maluku Utara","Maluku Utara","Halmahera Utara",67.819999999999993,68.38,69.05,0.22,0,{"$f":"IFERROR(INDEX('SISPSN 2023'!H$3:H$442,MATCH($C302,'SISPSN 2023'!$J$3:$J$442,0)),\"\")","v":""},{"$f":"IFERROR(INDEX('SISPSN 2023'!I$3:I$442,MATCH($C302,'SISPSN 2023'!$J$3:$J$442,0)),\"\")","v":""},{"$f":"IFERROR(INDEX('SISPSN 2023'!J$3:J$442,MATCH($C302,'SISPSN 2023'!$J$3:$J$442,0)),\"\")","v":""},{"$f":"IFERROR(INDEX('SISPSN 2023'!K$3:K$442,MATCH($C302,'SISPSN 2023'!$J$3:$J$442,0)),\"\")","v":""},{"$f":"IFERROR(INDEX('SISPSN 2023'!L$3:L$442,MATCH($C302,'SISPSN 2023'!$J$3:$J$442,0)),\"\")","v":""},{"$f":"IFERROR(INDEX('SISPSN 2023'!M$3:M$442,MATCH($C302,'SISPSN 2023'!$J$3:$J$442,0)),\"\")","v":""},{"$f":"IFERROR(INDEX('SISPSN 2023'!N$3:N$442,MATCH($C302,'SISPSN 2023'!$J$3:$J$442,0)),\"\")","v":""},{"$f":"IFERROR(INDEX('SISPSN 2023'!O$3:O$442,MATCH($C302,'SISPSN 2023'!$J$3:$J$442,0)),\"\")","v":""},{"$f":"IFERROR(INDEX('SISPSN 2023'!P$3:P$442,MATCH($C302,'SISPSN 2023'!$J$3:$J$442,0)),\"\")","v":""},{"$f":"IFERROR(INDEX('SISPSN 2023'!Q$3:Q$442,MATCH($C302,'SISPSN 2023'!$J$3:$J$442,0)),\"\")","v":""},{"$f":"IFERROR(INDEX('SISPSN 2023'!R$3:R$442,MATCH($C302,'SISPSN 2023'!$J$3:$J$442,0)),\"\")","v":""},{"$f":"IFERROR(INDEX('SISPSN 2023'!S$3:S$442,MATCH($C302,'SISPSN 2023'!$J$3:$J$442,0)),\"\")","v":""},{"$f":"IFERROR(INDEX('SISPSN 2023'!T$3:T$442,MATCH($C302,'SISPSN 2023'!$J$3:$J$442,0)),\"\")","v":""},{"$f":"IFERROR(INDEX('SISPSN 2023'!U$3:U$442,MATCH($C302,'SISPSN 2023'!$J$3:$J$442,0)),\"\")","v":""},null,{"$error":"#VALUE!"},{"$error":"#VALUE!"},{"$error":"#VALUE!"},{"$error":"#VALUE!"},{"$error":"#VALUE!"},{"$error":"#VALUE!"},{"$f":"IFERROR(PERCENTRANK(_xlfn._xlws.FILTER($AD$4:$AD$547,$AD$4:$AD$547<>\"\"),AD302),\"\")","v":""},{"$error":"#VALUE!"},{"$error":"#VALUE!"},{"$error":"#VALUE!"}]
["Maluku Utara","Maluku Utara","Kab. Kepulauan Sula",106778,2022,null,"Maluku Utara","Maluku Utara","Kepulauan Sula",63.8,64.7,65.290000000000006,0.10100000000000001,1,{"$f":"IFERROR(INDEX('SISPSN 2023'!H$3:H$442,MATCH($C303,'SISPSN 2023'!$J$3:$J$442,0)),\"\")","v":2023},{"$f":"IFERROR(INDEX('SISPSN 2023'!I$3:I$442,MATCH($C303,'SISPSN 2023'!$J$3:$J$442,0)),\"\")","v":"Maluku Utara"},{"$f":"IFERROR(INDEX('SISPSN 2023'!J$3:J$442,MATCH($C303,'SISPSN 2023'!$J$3:$J$442,0)),\"\")","v":"Kab. Kepulauan Sula"},{"$f":"IFERROR(INDEX('SISPSN 2023'!K$3:K$442,MATCH($C303,'SISPSN 2023'!$J$3:$J$442,0)),\"\")","v":18321.36},{"$f":"IFERROR(INDEX('SISPSN 2023'!L$3:L$442,MATCH($C303,'SISPSN 2023'!$J$3:$J$442,0)),\"\")","v":0},{"$f":"IFERROR(INDEX('SISPSN 2023'!M$3:M$442,MATCH($C303,'SISPSN 2023'!$J$3:$J$442,0)),\"\")","v":0},{"$f":"IFERROR(INDEX('SISPSN 2023'!N$3:N$442,MATCH($C303,'SISPSN 2023'!$J$3:$J$442,0)),\"\")","v":8672.4},{"$f":"IFERROR(INDEX('SISPSN 2023'!O$3:O$442,MATCH($C303,'SISPSN 2023'!$J$3:$J$442,0)),\"\")","v":47.33},{"$f":"IFERROR(INDEX('SISPSN 2023'!P$3:P$442,MATCH($C303,'SISPSN 2023'!$J$3:$J$442,0)),\"\")","v":8672.4},{"$f":"IFERROR(INDEX('SISPSN 2023'!Q$3:Q$442,MATCH($C303,'SISPSN 2023'!$J$3:$J$442,0)),\"\")","v":47.33},{"$f":"IFERROR(INDEX('SISPSN 2023'!R$3:R$442,MATCH($C303,'SISPSN 2023'!$J$3:$J$442,0)),\"\")","v":0},{"$f":"IFERROR(INDEX('SISPSN 2023'!S$3:S$442,MATCH($C303,'SISPSN 2023'!$J$3:$J$442,0)),\"\")","v":0},{"$f":"IFERROR(INDEX('SISPSN 2023'!T$3:T$442,MATCH($C303,'SISPSN 2023'!$J$3:$J$442,0)),\"\")","v":0},{"$f":"IFERROR(INDEX('SISPSN 2023'!U$3:U$442,MATCH($C303,'SISPSN 2023'!$J$3:$J$442,0)),\"\")","v":"P 2"},null,0.47009221795983319,0,0.22251774710146285,0.22251774710146285,0,0,{"$f":"IFERROR(PERCENTRANK(_xlfn._xlws.FILTER($AD$4:$AD$547,$AD$4:$AD$547<>\"\"),AD303),\"\")","v":""},0,0.56299999999999994,0]
["Maluku Utara","Maluku Utara","Kab. Pulau Morotai",78270,2022,null,"Maluku Utara","Maluku Utara","Pulau Morotai",62.9,63.8,64.73,8.4000000000000005E-2,1,{"$f":"IFERROR(INDEX('SISPSN 2023'!H$3:H$442,MATCH($C304,'SISPSN 2023'!$J$3:$J$442,0)),\"\")","v":2023},{"$f":"IFERROR(INDEX('SISPSN 2023'!I$3:I$442,MATCH($C304,'SISPSN 2023'!$J$3:$J$442,0)),\"\")","v":"Maluku Utara"},{"$f":"IFERROR(INDEX('SISPSN 2023'!J$3:J$442,MATCH($C304,'SISPSN 2023'!$J$3:$J$442,0)),\"\")","v":"Kab. Pulau Morotai"},{"$f":"IFERROR(INDEX('SISPSN 2023'!K$3:K$442,MATCH($C304,'SISPSN 2023'!$J$3:$J$442,0)),\"\")","v":11951.56},{"$f":"IFERROR(INDEX('SISPSN 2023'!L$3:L$442,MATCH($C304,'SISPSN 2023'!$J$3:$J$442,0)),\"\")","v":0},{"$f":"IFERROR(INDEX('SISPSN 2023'!M$3:M$442,MATCH($C304,'SISPSN 2023'!$J$3:$J$442,0)),\"\")","v":0},{"$f":"IFERROR(INDEX('SISPSN 2023'!N$3:N$442,MATCH($C304,'SISPSN 2023'!$J$3:$J$442,0)),\"\")","v":3819.47},{"$f":"IFERROR(INDEX('SISPSN 2023'!O$3:O$442,MATCH($C304,'SISPSN 2023'!$J$3:$J$442,0)),\"\")","v":31.96},{"$f":"IFERROR(INDEX('SISPSN 2023'!P$3:P$442,MATCH($C304,'SISPSN 2023'!$J$3:$J$442,0)),\"\")","v":3819.47},{"$f":"IFERROR(INDEX('SISPSN 2023'!Q$3:Q$442,MATCH($C304,'SISPSN 2023'!$J$3:$J$442,0)),\"\")","v":31.96},{"$f":"IFERROR(INDEX('SISPSN 2023'!R$3:R$442,MATCH($C304,'SISPSN 2023'!$J$3:$J$442,0)),\"\")","v":0},{"$f":"IFERROR(INDEX('SISPSN 2023'!S$3:S$442,MATCH($C304,'SISPSN 2023'!$J$3:$J$442,0)),\"\")","v":0},{"$f":"IFERROR(INDEX('SISPSN 2023'!T$3:T$442,MATCH($C304,'SISPSN 2023'!$J$3:$J$442,0)),\"\")","v":0},{"$f":"IFERROR(INDEX('SISPSN 2023'!U$3:U$442,MATCH($C304,'SISPSN 2023'!$J$3:$J$442,0)),\"\")","v":"P 2"},null,0.41834674843490482,0,0.13369491976316614,0.13369491976316614,0,0,{"$f":"IFERROR(PERCENTRANK(_xlfn._xlws.FILTER($AD$4:$AD$547,$AD$4:$AD$547<>\"\"),AD304),\"\")","v":""},0,0.4,0]
["Maluku Utara","Maluku Utara","Kab. Pulau Taliabu",59601,2022,null,"Maluku Utara","Maluku Utara","Pulau Taliabu",60.73,61.64,62.31,5.0999999999999997E-2,1,{"$f":"IFERROR(INDEX('SISPSN 2023'!H$3:H$442,MATCH($C305,'SISPSN 2023'!$J$3:$J$442,0)),\"\")","v":2023},{"$f":"IFERROR(INDEX('SISPSN 2023'!I$3:I$442,MATCH($C305,'SISPSN 2023'!$J$3:$J$442,0)),\"\")","v":"Maluku Utara"},{"$f":"IFERROR(INDEX('SISPSN 2023'!J$3:J$442,MATCH($C305,'SISPSN 2023'!$J$3:$J$442,0)),\"\")","v":"Kab. Pulau Taliabu"},{"$f":"IFERROR(INDEX('SISPSN 2023'!K$3:K$442,MATCH($C305,'SISPSN 2023'!$J$3:$J$442,0)),\"\")","v":11900.46},{"$f":"IFERROR(INDEX('SISPSN 2023'!L$3:L$442,MATCH($C305,'SISPSN 2023'!$J$3:$J$442,0)),\"\")","v":0},{"$f":"IFERROR(INDEX('SISPSN 2023'!M$3:M$442,MATCH($C305,'SISPSN 2023'!$J$3:$J$442,0)),\"\")","v":0},{"$f":"IFERROR(INDEX('SISPSN 2023'!N$3:N$442,MATCH($C305,'SISPSN 2023'!$J$3:$J$442,0)),\"\")","v":843.15},{"$f":"IFERROR(INDEX('SISPSN 2023'!O$3:O$442,MATCH($C305,'SISPSN 2023'!$J$3:$J$442,0)),\"\")","v":7.09},{"$f":"IFERROR(INDEX('SISPSN 2023'!P$3:P$442,MATCH($C305,'SISPSN 2023'!$J$3:$J$442,0)),\"\")","v":843.15},{"$f":"IFERROR(INDEX('SISPSN 2023'!Q$3:Q$442,MATCH($C305,'SISPSN 2023'!$J$3:$J$442,0)),\"\")","v":7.09},{"$f":"IFERROR(INDEX('SISPSN 2023'!R$3:R$442,MATCH($C305,'SISPSN 2023'!$J$3:$J$442,0)),\"\")","v":0},{"$f":"IFERROR(INDEX('SISPSN 2023'!S$3:S$442,MATCH($C305,'SISPSN 2023'!$J$3:$J$442,0)),\"\")","v":0},{"$f":"IFERROR(INDEX('SISPSN 2023'!T$3:T$442,MATCH($C305,'SISPSN 2023'!$J$3:$J$442,0)),\"\")","v":0},{"$f":"IFERROR(INDEX('SISPSN 2023'!U$3:U$442,MATCH($C305,'SISPSN 2023'!$J$3:$J$442,0)),\"\")","v":"P 2"},null,0.54703780137917146,0,3.8757738964111339E-2,3.8757738964111339E-2,0,0,{"$f":"IFERROR(PERCENTRANK(_xlfn._xlws.FILTER($AD$4:$AD$547,$AD$4:$AD$547<>\"\"),AD305),\"\")","v":""},0,4.1000000000000002E-2,0]
["Maluku Utara","Maluku Utara","Ternate",206745,2022,null,"Maluku Utara","Maluku Utara","Ternate",80.14,80.81,81.349999999999994,0.94,0,{"$f":"IFERROR(INDEX('SISPSN 2023'!H$3:H$442,MATCH($C306,'SISPSN 2023'!$J$3:$J$442,0)),\"\")","v":""},{"$f":"IFERROR(INDEX('SISPSN 2023'!I$3:I$442,MATCH($C306,'SISPSN 2023'!$J$3:$J$442,0)),\"\")","v":""},{"$f":"IFERROR(INDEX('SISPSN 2023'!J$3:J$442,MATCH($C306,'SISPSN 2023'!$J$3:$J$442,0)),\"\")","v":""},{"$f":"IFERROR(INDEX('SISPSN 2023'!K$3:K$442,MATCH($C306,'SISPSN 2023'!$J$3:$J$442,0)),\"\")","v":""},{"$f":"IFERROR(INDEX('SISPSN 2023'!L$3:L$442,MATCH($C306,'SISPSN 2023'!$J$3:$J$442,0)),\"\")","v":""},{"$f":"IFERROR(INDEX('SISPSN 2023'!M$3:M$442,MATCH($C306,'SISPSN 2023'!$J$3:$J$442,0)),\"\")","v":""},{"$f":"IFERROR(INDEX('SISPSN 2023'!N$3:N$442,MATCH($C306,'SISPSN 2023'!$J$3:$J$442,0)),\"\")","v":""},{"$f":"IFERROR(INDEX('SISPSN 2023'!O$3:O$442,MATCH($C306,'SISPSN 2023'!$J$3:$J$442,0)),\"\")","v":""},{"$f":"IFERROR(INDEX('SISPSN 2023'!P$3:P$442,MATCH($C306,'SISPSN 2023'!$J$3:$J$442,0)),\"\")","v":""},{"$f":"IFERROR(INDEX('SISPSN 2023'!Q$3:Q$442,MATCH($C306,'SISPSN 2023'!$J$3:$J$442,0)),\"\")","v":""},{"$f":"IFERROR(INDEX('SISPSN 2023'!R$3:R$442,MATCH($C306,'SISPSN 2023'!$J$3:$J$442,0)),\"\")","v":""},{"$f":"IFERROR(INDEX('SISPSN 2023'!S$3:S$442,MATCH($C306,'SISPSN 2023'!$J$3:$J$442,0)),\"\")","v":""},{"$f":"IFERROR(INDEX('SISPSN 2023'!T$3:T$442,MATCH($C306,'SISPSN 2023'!$J$3:$J$442,0)),\"\")","v":""},{"$f":"IFERROR(INDEX('SISPSN 2023'!U$3:U$442,MATCH($C306,'SISPSN 2023'!$J$3:$J$442,0)),\"\")","v":""},null,{"$error":"#VALUE!"},{"$error":"#VALUE!"},{"$error":"#VALUE!"},{"$error":"#VALUE!"},{"$error":"#VALUE!"},{"$error":"#VALUE!"},{"$f":"IFERROR(PERCENTRANK(_xlfn._xlws.FILTER($AD$4:$AD$547,$AD$4:$AD$547<>\"\"),AD306),\"\")","v":""},{"$error":"#VALUE!"},{"$error":"#VALUE!"},{"$error":"#VALUE!"}]
["Maluku Utara","Maluku Utara","Kota Tidore Kepulauan",118247,2022,null,"Maluku Utara","Maluku Utara","Tidore Kepulauan",70.989999999999995,71.55,72.400000000000006,0.49199999999999999,1,{"$f":"IFERROR(INDEX('SISPSN 2023'!H$3:H$442,MATCH($C307,'SISPSN 2023'!$J$3:$J$442,0)),\"\")","v":2023},{"$f":"IFERROR(INDEX('SISPSN 2023'!I$3:I$442,MATCH($C307,'SISPSN 2023'!$J$3:$J$442,0)),\"\")","v":"Maluku Utara"},{"$f":"IFERROR(INDEX('SISPSN 2023'!J$3:J$442,MATCH($C307,'SISPSN 2023'!$J$3:$J$442,0)),\"\")","v":"Kota Tidore Kepulauan"},{"$f":"IFERROR(INDEX('SISPSN 2023'!K$3:K$442,MATCH($C307,'SISPSN 2023'!$J$3:$J$442,0)),\"\")","v":17317.5},{"$f":"IFERROR(INDEX('SISPSN 2023'!L$3:L$442,MATCH($C307,'SISPSN 2023'!$J$3:$J$442,0)),\"\")","v":1726.45},{"$f":"IFERROR(INDEX('SISPSN 2023'!M$3:M$442,MATCH($C307,'SISPSN 2023'!$J$3:$J$442,0)),\"\")","v":9.9700000000000006},{"$f":"IFERROR(INDEX('SISPSN 2023'!N$3:N$442,MATCH($C307,'SISPSN 2023'!$J$3:$J$442,0)),\"\")","v":11088.7},{"$f":"IFERROR(INDEX('SISPSN 2023'!O$3:O$442,MATCH($C307,'SISPSN 2023'!$J$3:$J$442,0)),\"\")","v":64.03},{"$f":"IFERROR(INDEX('SISPSN 2023'!P$3:P$442,MATCH($C307,'SISPSN 2023'!$J$3:$J$442,0)),\"\")","v":12815.15},{"$f":"IFERROR(INDEX('SISPSN 2023'!Q$3:Q$442,MATCH($C307,'SISPSN 2023'!$J$3:$J$442,0)),\"\")","v":74},{"$f":"IFERROR(INDEX('SISPSN 2023'!R$3:R$442,MATCH($C307,'SISPSN 2023'!$J$3:$J$442,0)),\"\")","v":1726.45},{"$f":"IFERROR(INDEX('SISPSN 2023'!S$3:S$442,MATCH($C307,'SISPSN 2023'!$J$3:$J$442,0)),\"\")","v":0},{"$f":"IFERROR(INDEX('SISPSN 2023'!T$3:T$442,MATCH($C307,'SISPSN 2023'!$J$3:$J$442,0)),\"\")","v":9.9700000000000006},{"$f":"IFERROR(INDEX('SISPSN 2023'!U$3:U$442,MATCH($C307,'SISPSN 2023'!$J$3:$J$442,0)),\"\")","v":"P 2"},null,0.40123813271754927,4.000101482490042E-2,0.25691983728974094,0.29692085211464142,4.000101482490042E-2,0,{"$f":"IFERROR(PERCENTRANK(_xlfn._xlws.FILTER($AD$4:$AD$547,$AD$4:$AD$547<>\"\"),AD307),\"\")","v":""},0.51900000000000002,0.70399999999999996,0.57399999999999995]
["Maluku Utara","total","total",1319338,2022,null,"Maluku Utara","total","Maluku Utara",68.760000000000005,69.47,70.209999999999994,0.29799999999999999,0,{"$f":"IFERROR(INDEX('SISPSN 2023'!H$3:H$442,MATCH($C308,'SISPSN 2023'!$J$3:$J$442,0)),\"\")","v":""},{"$f":"IFERROR(INDEX('SISPSN 2023'!I$3:I$442,MATCH($C308,'SISPSN 2023'!$J$3:$J$442,0)),\"\")","v":""},{"$f":"IFERROR(INDEX('SISPSN 2023'!J$3:J$442,MATCH($C308,'SISPSN 2023'!$J$3:$J$442,0)),\"\")","v":""},{"$f":"IFERROR(INDEX('SISPSN 2023'!K$3:K$442,MATCH($C308,'SISPSN 2023'!$J$3:$J$442,0)),\"\")","v":""},{"$f":"IFERROR(INDEX('SISPSN 2023'!L$3:L$442,MATCH($C308,'SISPSN 2023'!$J$3:$J$442,0)),\"\")","v":""},{"$f":"IFERROR(INDEX('SISPSN 2023'!M$3:M$442,MATCH($C308,'SISPSN 2023'!$J$3:$J$442,0)),\"\")","v":""},{"$f":"IFERROR(INDEX('SISPSN 2023'!N$3:N$442,MATCH($C308,'SISPSN 2023'!$J$3:$J$442,0)),\"\")","v":""},{"$f":"IFERROR(INDEX('SISPSN 2023'!O$3:O$442,MATCH($C308,'SISPSN 2023'!$J$3:$J$442,0)),\"\")","v":""},{"$f":"IFERROR(INDEX('SISPSN 2023'!P$3:P$442,MATCH($C308,'SISPSN 2023'!$J$3:$J$442,0)),\"\")","v":""},{"$f":"IFERROR(INDEX('SISPSN 2023'!Q$3:Q$442,MATCH($C308,'SISPSN 2023'!$J$3:$J$442,0)),\"\")","v":""},{"$f":"IFERROR(INDEX('SISPSN 2023'!R$3:R$442,MATCH($C308,'SISPSN 2023'!$J$3:$J$442,0)),\"\")","v":""},{"$f":"IFERROR(INDEX('SISPSN 2023'!S$3:S$442,MATCH($C308,'SISPSN 2023'!$J$3:$J$442,0)),\"\")","v":""},{"$f":"IFERROR(INDEX('SISPSN 2023'!T$3:T$442,MATCH($C308,'SISPSN 2023'!$J$3:$J$442,0)),\"\")","v":""},{"$f":"IFERROR(INDEX('SISPSN 2023'!U$3:U$442,MATCH($C308,'SISPSN 2023'!$J$3:$J$442,0)),\"\")","v":""},null,{"$error":"#VALUE!"},{"$error":"#VALUE!"},{"$error":"#VALUE!"},{"$error":"#VALUE!"},{"$error":"#VALUE!"},{"$error":"#VALUE!"},{"$f":"IFERROR(PERCENTRANK(_xlfn._xlws.FILTER($AD$4:$AD$547,$AD$4:$AD$547<>\"\"),AD308),\"\")","v":""},{"$error":"#VALUE!"},{"$error":"#VALUE!"},{"$error":"#VALUE!"}]
["Nusa Tenggara Barat","Nusa Tenggara Barat","Kab. Bima",535530,2023,null,"Nusa Tenggara Barat","Nusa Tenggara Barat","Kabupaten Bima",66.3,66.66,67.569999999999993,0.17899999999999999,0,{"$f":"IFERROR(INDEX('SISPSN 2023'!H$3:H$442,MATCH($C309,'SISPSN 2023'!$J$3:$J$442,0)),\"\")","v":""},{"$f":"IFERROR(INDEX('SISPSN 2023'!I$3:I$442,MATCH($C309,'SISPSN 2023'!$J$3:$J$442,0)),\"\")","v":""},{"$f":"IFERROR(INDEX('SISPSN 2023'!J$3:J$442,MATCH($C309,'SISPSN 2023'!$J$3:$J$442,0)),\"\")","v":""},{"$f":"IFERROR(INDEX('SISPSN 2023'!K$3:K$442,MATCH($C309,'SISPSN 2023'!$J$3:$J$442,0)),\"\")","v":""},{"$f":"IFERROR(INDEX('SISPSN 2023'!L$3:L$442,MATCH($C309,'SISPSN 2023'!$J$3:$J$442,0)),\"\")","v":""},{"$f":"IFERROR(INDEX('SISPSN 2023'!M$3:M$442,MATCH($C309,'SISPSN 2023'!$J$3:$J$442,0)),\"\")","v":""},{"$f":"IFERROR(INDEX('SISPSN 2023'!N$3:N$442,MATCH($C309,'SISPSN 2023'!$J$3:$J$442,0)),\"\")","v":""},{"$f":"IFERROR(INDEX('SISPSN 2023'!O$3:O$442,MATCH($C309,'SISPSN 2023'!$J$3:$J$442,0)),\"\")","v":""},{"$f":"IFERROR(INDEX('SISPSN 2023'!P$3:P$442,MATCH($C309,'SISPSN 2023'!$J$3:$J$442,0)),\"\")","v":""},{"$f":"IFERROR(INDEX('SISPSN 2023'!Q$3:Q$442,MATCH($C309,'SISPSN 2023'!$J$3:$J$442,0)),\"\")","v":""},{"$f":"IFERROR(INDEX('SISPSN 2023'!R$3:R$442,MATCH($C309,'SISPSN 2023'!$J$3:$J$442,0)),\"\")","v":""},{"$f":"IFERROR(INDEX('SISPSN 2023'!S$3:S$442,MATCH($C309,'SISPSN 2023'!$J$3:$J$442,0)),\"\")","v":""},{"$f":"IFERROR(INDEX('SISPSN 2023'!T$3:T$442,MATCH($C309,'SISPSN 2023'!$J$3:$J$442,0)),\"\")","v":""},{"$f":"IFERROR(INDEX('SISPSN 2023'!U$3:U$442,MATCH($C309,'SISPSN 2023'!$J$3:$J$442,0)),\"\")","v":""},null,{"$error":"#VALUE!"},{"$error":"#VALUE!"},{"$error":"#VALUE!"},{"$error":"#VALUE!"},{"$error":"#VALUE!"},{"$error":"#VALUE!"},{"$f":"IFERROR(PERCENTRANK(_xlfn._xlws.FILTER($AD$4:$AD$547,$AD$4:$AD$547<>\"\"),AD309),\"\")","v":""},{"$error":"#VALUE!"},{"$error":"#VALUE!"},{"$error":"#VALUE!"}]
["Nusa Tenggara Barat","Nusa Tenggara Barat","Kab. Dompu",247188,2023,null,"Nusa Tenggara Barat","Nusa Tenggara Barat","Kabupaten Dompu",67.84,68.45,69.150000000000006,0.22800000000000001,0,{"$f":"IFERROR(INDEX('SISPSN 2023'!H$3:H$442,MATCH($C310,'SISPSN 2023'!$J$3:$J$442,0)),\"\")","v":""},{"$f":"IFERROR(INDEX('SISPSN 2023'!I$3:I$442,MATCH($C310,'SISPSN 2023'!$J$3:$J$442,0)),\"\")","v":""},{"$f":"IFERROR(INDEX('SISPSN 2023'!J$3:J$442,MATCH($C310,'SISPSN 2023'!$J$3:$J$442,0)),\"\")","v":""},{"$f":"IFERROR(INDEX('SISPSN 2023'!K$3:K$442,MATCH($C310,'SISPSN 2023'!$J$3:$J$442,0)),\"\")","v":""},{"$f":"IFERROR(INDEX('SISPSN 2023'!L$3:L$442,MATCH($C310,'SISPSN 2023'!$J$3:$J$442,0)),\"\")","v":""},{"$f":"IFERROR(INDEX('SISPSN 2023'!M$3:M$442,MATCH($C310,'SISPSN 2023'!$J$3:$J$442,0)),\"\")","v":""},{"$f":"IFERROR(INDEX('SISPSN 2023'!N$3:N$442,MATCH($C310,'SISPSN 2023'!$J$3:$J$442,0)),\"\")","v":""},{"$f":"IFERROR(INDEX('SISPSN 2023'!O$3:O$442,MATCH($C310,'SISPSN 2023'!$J$3:$J$442,0)),\"\")","v":""},{"$f":"IFERROR(INDEX('SISPSN 2023'!P$3:P$442,MATCH($C310,'SISPSN 2023'!$J$3:$J$442,0)),\"\")","v":""},{"$f":"IFERROR(INDEX('SISPSN 2023'!Q$3:Q$442,MATCH($C310,'SISPSN 2023'!$J$3:$J$442,0)),\"\")","v":""},{"$f":"IFERROR(INDEX('SISPSN 2023'!R$3:R$442,MATCH($C310,'SISPSN 2023'!$J$3:$J$442,0)),\"\")","v":""},{"$f":"IFERROR(INDEX('SISPSN 2023'!S$3:S$442,MATCH($C310,'SISPSN 2023'!$J$3:$J$442,0)),\"\")","v":""},{"$f":"IFERROR(INDEX('SISPSN 2023'!T$3:T$442,MATCH($C310,'SISPSN 2023'!$J$3:$J$442,0)),\"\")","v":""},{"$f":"IFERROR(INDEX('SISPSN 2023'!U$3:U$442,MATCH($C310,'SISPSN 2023'!$J$3:$J$442,0)),\"\")","v":""},null,{"$error":"#VALUE!"},{"$error":"#VALUE!"},{"$error":"#VALUE!"},{"$error":"#VALUE!"},{"$error":"#VALUE!"},{"$error":"#VALUE!"},{"$f":"IFERROR(PERCENTRANK(_xlfn._xlws.FILTER($AD$4:$AD$547,$AD$4:$AD$547<>\"\"),AD310),\"\")","v":""},{"$error":"#VALUE!"},{"$error":"#VALUE!"},{"$error":"#VALUE!"}]
["Nusa Tenggara Barat","Nusa Tenggara Barat","Kab. Lombok Barat",753641,2023,null,"Nusa Tenggara Barat","Nusa Tenggara Barat","Kabupaten Lombok Barat",68.2,68.61,69.41,0.247,0,{"$f":"IFERROR(INDEX('SISPSN 2023'!H$3:H$442,MATCH($C311,'SISPSN 2023'!$J$3:$J$442,0)),\"\")","v":""},{"$f":"IFERROR(INDEX('SISPSN 2023'!I$3:I$442,MATCH($C311,'SISPSN 2023'!$J$3:$J$442,0)),\"\")","v":""},{"$f":"IFERROR(INDEX('SISPSN 2023'!J$3:J$442,MATCH($C311,'SISPSN 2023'!$J$3:$J$442,0)),\"\")","v":""},{"$f":"IFERROR(INDEX('SISPSN 2023'!K$3:K$442,MATCH($C311,'SISPSN 2023'!$J$3:$J$442,0)),\"\")","v":""},{"$f":"IFERROR(INDEX('SISPSN 2023'!L$3:L$442,MATCH($C311,'SISPSN 2023'!$J$3:$J$442,0)),\"\")","v":""},{"$f":"IFERROR(INDEX('SISPSN 2023'!M$3:M$442,MATCH($C311,'SISPSN 2023'!$J$3:$J$442,0)),\"\")","v":""},{"$f":"IFERROR(INDEX('SISPSN 2023'!N$3:N$442,MATCH($C311,'SISPSN 2023'!$J$3:$J$442,0)),\"\")","v":""},{"$f":"IFERROR(INDEX('SISPSN 2023'!O$3:O$442,MATCH($C311,'SISPSN 2023'!$J$3:$J$442,0)),\"\")","v":""},{"$f":"IFERROR(INDEX('SISPSN 2023'!P$3:P$442,MATCH($C311,'SISPSN 2023'!$J$3:$J$442,0)),\"\")","v":""},{"$f":"IFERROR(INDEX('SISPSN 2023'!Q$3:Q$442,MATCH($C311,'SISPSN 2023'!$J$3:$J$442,0)),\"\")","v":""},{"$f":"IFERROR(INDEX('SISPSN 2023'!R$3:R$442,MATCH($C311,'SISPSN 2023'!$J$3:$J$442,0)),\"\")","v":""},{"$f":"IFERROR(INDEX('SISPSN 2023'!S$3:S$442,MATCH($C311,'SISPSN 2023'!$J$3:$J$442,0)),\"\")","v":""},{"$f":"IFERROR(INDEX('SISPSN 2023'!T$3:T$442,MATCH($C311,'SISPSN 2023'!$J$3:$J$442,0)),\"\")","v":""},{"$f":"IFERROR(INDEX('SISPSN 2023'!U$3:U$442,MATCH($C311,'SISPSN 2023'!$J$3:$J$442,0)),\"\")","v":""},null,{"$error":"#VALUE!"},{"$error":"#VALUE!"},{"$error":"#VALUE!"},{"$error":"#VALUE!"},{"$error":"#VALUE!"},{"$error":"#VALUE!"},{"$f":"IFERROR(PERCENTRANK(_xlfn._xlws.FILTER($AD$4:$AD$547,$AD$4:$AD$547<>\"\"),AD311),\"\")","v":""},{"$error":"#VALUE!"},{"$error":"#VALUE!"},{"$error":"#VALUE!"}]
["Nusa Tenggara Barat","Nusa Tenggara Barat","Kab. Lombok Tengah",1089736,2023,null,"Nusa Tenggara Barat","Nusa Tenggara Barat","Kabupaten Lombok Tengah",66.430000000000007,66.72,67.569999999999993,0.17899999999999999,0,{"$f":"IFERROR(INDEX('SISPSN 2023'!H$3:H$442,MATCH($C312,'SISPSN 2023'!$J$3:$J$442,0)),\"\")","v":""},{"$f":"IFERROR(INDEX('SISPSN 2023'!I$3:I$442,MATCH($C312,'SISPSN 2023'!$J$3:$J$442,0)),\"\")","v":""},{"$f":"IFERROR(INDEX('SISPSN 2023'!J$3:J$442,MATCH($C312,'SISPSN 2023'!$J$3:$J$442,0)),\"\")","v":""},{"$f":"IFERROR(INDEX('SISPSN 2023'!K$3:K$442,MATCH($C312,'SISPSN 2023'!$J$3:$J$442,0)),\"\")","v":""},{"$f":"IFERROR(INDEX('SISPSN 2023'!L$3:L$442,MATCH($C312,'SISPSN 2023'!$J$3:$J$442,0)),\"\")","v":""},{"$f":"IFERROR(INDEX('SISPSN 2023'!M$3:M$442,MATCH($C312,'SISPSN 2023'!$J$3:$J$442,0)),\"\")","v":""},{"$f":"IFERROR(INDEX('SISPSN 2023'!N$3:N$442,MATCH($C312,'SISPSN 2023'!$J$3:$J$442,0)),\"\")","v":""},{"$f":"IFERROR(INDEX('SISPSN 2023'!O$3:O$442,MATCH($C312,'SISPSN 2023'!$J$3:$J$442,0)),\"\")","v":""},{"$f":"IFERROR(INDEX('SISPSN 2023'!P$3:P$442,MATCH($C312,'SISPSN 2023'!$J$3:$J$442,0)),\"\")","v":""},{"$f":"IFERROR(INDEX('SISPSN 2023'!Q$3:Q$442,MATCH($C312,'SISPSN 2023'!$J$3:$J$442,0)),\"\")","v":""},{"$f":"IFERROR(INDEX('SISPSN 2023'!R$3:R$442,MATCH($C312,'SISPSN 2023'!$J$3:$J$442,0)),\"\")","v":""},{"$f":"IFERROR(INDEX('SISPSN 2023'!S$3:S$442,MATCH($C312,'SISPSN 2023'!$J$3:$J$442,0)),\"\")","v":""},{"$f":"IFERROR(INDEX('SISPSN 2023'!T$3:T$442,MATCH($C312,'SISPSN 2023'!$J$3:$J$442,0)),\"\")","v":""},{"$f":"IFERROR(INDEX('SISPSN 2023'!U$3:U$442,MATCH($C312,'SISPSN 2023'!$J$3:$J$442,0)),\"\")","v":""},null,{"$error":"#VALUE!"},{"$error":"#VALUE!"},{"$error":"#VALUE!"},{"$error":"#VALUE!"},{"$error":"#VALUE!"},{"$error":"#VALUE!"},{"$f":"IFERROR(PERCENTRANK(_xlfn._xlws.FILTER($AD$4:$AD$547,$AD$4:$AD$547<>\"\"),AD312),\"\")","v":""},{"$error":"#VALUE!"},{"$error":"#VALUE!"},{"$error":"#VALUE!"}]
["Nusa Tenggara Barat","Nusa Tenggara Barat","Kab. Lombok Timur",1391382,2023,null,"Nusa Tenggara Barat","Nusa Tenggara Barat","Kabupaten Lombok Timur",66.3,66.66,67.59,0.183,0,{"$f":"IFERROR(INDEX('SISPSN 2023'!H$3:H$442,MATCH($C313,'SISPSN 2023'!$J$3:$J$442,0)),\"\")","v":""},{"$f":"IFERROR(INDEX('SISPSN 2023'!I$3:I$442,MATCH($C313,'SISPSN 2023'!$J$3:$J$442,0)),\"\")","v":""},{"$f":"IFERROR(INDEX('SISPSN 2023'!J$3:J$442,MATCH($C313,'SISPSN 2023'!$J$3:$J$442,0)),\"\")","v":""},{"$f":"IFERROR(INDEX('SISPSN 2023'!K$3:K$442,MATCH($C313,'SISPSN 2023'!$J$3:$J$442,0)),\"\")","v":""},{"$f":"IFERROR(INDEX('SISPSN 2023'!L$3:L$442,MATCH($C313,'SISPSN 2023'!$J$3:$J$442,0)),\"\")","v":""},{"$f":"IFERROR(INDEX('SISPSN 2023'!M$3:M$442,MATCH($C313,'SISPSN 2023'!$J$3:$J$442,0)),\"\")","v":""},{"$f":"IFERROR(INDEX('SISPSN 2023'!N$3:N$442,MATCH($C313,'SISPSN 2023'!$J$3:$J$442,0)),\"\")","v":""},{"$f":"IFERROR(INDEX('SISPSN 2023'!O$3:O$442,MATCH($C313,'SISPSN 2023'!$J$3:$J$442,0)),\"\")","v":""},{"$f":"IFERROR(INDEX('SISPSN 2023'!P$3:P$442,MATCH($C313,'SISPSN 2023'!$J$3:$J$442,0)),\"\")","v":""},{"$f":"IFERROR(INDEX('SISPSN 2023'!Q$3:Q$442,MATCH($C313,'SISPSN 2023'!$J$3:$J$442,0)),\"\")","v":""},{"$f":"IFERROR(INDEX('SISPSN 2023'!R$3:R$442,MATCH($C313,'SISPSN 2023'!$J$3:$J$442,0)),\"\")","v":""},{"$f":"IFERROR(INDEX('SISPSN 2023'!S$3:S$442,MATCH($C313,'SISPSN 2023'!$J$3:$J$442,0)),\"\")","v":""},{"$f":"IFERROR(INDEX('SISPSN 2023'!T$3:T$442,MATCH($C313,'SISPSN 2023'!$J$3:$J$442,0)),\"\")","v":""},{"$f":"IFERROR(INDEX('SISPSN 2023'!U$3:U$442,MATCH($C313,'SISPSN 2023'!$J$3:$J$442,0)),\"\")","v":""},null,{"$error":"#VALUE!"},{"$error":"#VALUE!"},{"$error":"#VALUE!"},{"$error":"#VALUE!"},{"$error":"#VALUE!"},{"$error":"#VALUE!"},{"$f":"IFERROR(PERCENTRANK(_xlfn._xlws.FILTER($AD$4:$AD$547,$AD$4:$AD$547<>\"\"),AD313),\"\")","v":""},{"$error":"#VALUE!"},{"$error":"#VALUE!"},{"$error":"#VALUE!"}]
["Nusa Tenggara Barat","Nusa Tenggara Barat","Kab. Lombok Utara",257866,2023,null,"Nusa Tenggara Barat","Nusa Tenggara Barat","Kabupaten Lombok Utara",64.42,64.77,65.7,0.109,0,{"$f":"IFERROR(INDEX('SISPSN 2023'!H$3:H$442,MATCH($C314,'SISPSN 2023'!$J$3:$J$442,0)),\"\")","v":""},{"$f":"IFERROR(INDEX('SISPSN 2023'!I$3:I$442,MATCH($C314,'SISPSN 2023'!$J$3:$J$442,0)),\"\")","v":""},{"$f":"IFERROR(INDEX('SISPSN 2023'!J$3:J$442,MATCH($C314,'SISPSN 2023'!$J$3:$J$442,0)),\"\")","v":""},{"$f":"IFERROR(INDEX('SISPSN 2023'!K$3:K$442,MATCH($C314,'SISPSN 2023'!$J$3:$J$442,0)),\"\")","v":""},{"$f":"IFERROR(INDEX('SISPSN 2023'!L$3:L$442,MATCH($C314,'SISPSN 2023'!$J$3:$J$442,0)),\"\")","v":""},{"$f":"IFERROR(INDEX('SISPSN 2023'!M$3:M$442,MATCH($C314,'SISPSN 2023'!$J$3:$J$442,0)),\"\")","v":""},{"$f":"IFERROR(INDEX('SISPSN 2023'!N$3:N$442,MATCH($C314,'SISPSN 2023'!$J$3:$J$442,0)),\"\")","v":""},{"$f":"IFERROR(INDEX('SISPSN 2023'!O$3:O$442,MATCH($C314,'SISPSN 2023'!$J$3:$J$442,0)),\"\")","v":""},{"$f":"IFERROR(INDEX('SISPSN 2023'!P$3:P$442,MATCH($C314,'SISPSN 2023'!$J$3:$J$442,0)),\"\")","v":""},{"$f":"IFERROR(INDEX('SISPSN 2023'!Q$3:Q$442,MATCH($C314,'SISPSN 2023'!$J$3:$J$442,0)),\"\")","v":""},{"$f":"IFERROR(INDEX('SISPSN 2023'!R$3:R$442,MATCH($C314,'SISPSN 2023'!$J$3:$J$442,0)),\"\")","v":""},{"$f":"IFERROR(INDEX('SISPSN 2023'!S$3:S$442,MATCH($C314,'SISPSN 2023'!$J$3:$J$442,0)),\"\")","v":""},{"$f":"IFERROR(INDEX('SISPSN 2023'!T$3:T$442,MATCH($C314,'SISPSN 2023'!$J$3:$J$442,0)),\"\")","v":""},{"$f":"IFERROR(INDEX('SISPSN 2023'!U$3:U$442,MATCH($C314,'SISPSN 2023'!$J$3:$J$442,0)),\"\")","v":""},null,{"$error":"#VALUE!"},{"$error":"#VALUE!"},{"$error":"#VALUE!"},{"$error":"#VALUE!"},{"$error":"#VALUE!"},{"$error":"#VALUE!"},{"$f":"IFERROR(PERCENTRANK(_xlfn._xlws.FILTER($AD$4:$AD$547,$AD$4:$AD$547<>\"\"),AD314),\"\")","v":""},{"$error":"#VALUE!"},{"$error":"#VALUE!"},{"$error":"#VALUE!"}]
["Nusa Tenggara Barat","Nusa Tenggara Barat","Kab. Sumbawa",529487,2023,null,"Nusa Tenggara Barat","Nusa Tenggara Barat","Kabupaten Sumbawa",67.61,68.010000000000005,68.89,0.21199999999999999,1,{"$f":"IFERROR(INDEX('SISPSN 2023'!H$3:H$442,MATCH($C315,'SISPSN 2023'!$J$3:$J$442,0)),\"\")","v":2023},{"$f":"IFERROR(INDEX('SISPSN 2023'!I$3:I$442,MATCH($C315,'SISPSN 2023'!$J$3:$J$442,0)),\"\")","v":"Nusa Tenggara Barat"},{"$f":"IFERROR(INDEX('SISPSN 2023'!J$3:J$442,MATCH($C315,'SISPSN 2023'!$J$3:$J$442,0)),\"\")","v":"Kab. Sumbawa"},{"$f":"IFERROR(INDEX('SISPSN 2023'!K$3:K$442,MATCH($C315,'SISPSN 2023'!$J$3:$J$442,0)),\"\")","v":95239.63},{"$f":"IFERROR(INDEX('SISPSN 2023'!L$3:L$442,MATCH($C315,'SISPSN 2023'!$J$3:$J$442,0)),\"\")","v":3705.15},{"$f":"IFERROR(INDEX('SISPSN 2023'!M$3:M$442,MATCH($C315,'SISPSN 2023'!$J$3:$J$442,0)),\"\")","v":3.89},{"$f":"IFERROR(INDEX('SISPSN 2023'!N$3:N$442,MATCH($C315,'SISPSN 2023'!$J$3:$J$442,0)),\"\")","v":46019.199999999997},{"$f":"IFERROR(INDEX('SISPSN 2023'!O$3:O$442,MATCH($C315,'SISPSN 2023'!$J$3:$J$442,0)),\"\")","v":48.32},{"$f":"IFERROR(INDEX('SISPSN 2023'!P$3:P$442,MATCH($C315,'SISPSN 2023'!$J$3:$J$442,0)),\"\")","v":49724.35},{"$f":"IFERROR(INDEX('SISPSN 2023'!Q$3:Q$442,MATCH($C315,'SISPSN 2023'!$J$3:$J$442,0)),\"\")","v":52.21},{"$f":"IFERROR(INDEX('SISPSN 2023'!R$3:R$442,MATCH($C315,'SISPSN 2023'!$J$3:$J$442,0)),\"\")","v":3705.15},{"$f":"IFERROR(INDEX('SISPSN 2023'!S$3:S$442,MATCH($C315,'SISPSN 2023'!$J$3:$J$442,0)),\"\")","v":0},{"$f":"IFERROR(INDEX('SISPSN 2023'!T$3:T$442,MATCH($C315,'SISPSN 2023'!$J$3:$J$442,0)),\"\")","v":3.89},{"$f":"IFERROR(INDEX('SISPSN 2023'!U$3:U$442,MATCH($C315,'SISPSN 2023'!$J$3:$J$442,0)),\"\")","v":"P 2"},null,0.49279867711706787,1.9171567744648989E-2,0.23811727200101229,0.2572888397456613,1.9171567744648989E-2,0,{"$f":"IFERROR(PERCENTRANK(_xlfn._xlws.FILTER($AD$4:$AD$547,$AD$4:$AD$547<>\"\"),AD315),\"\")","v":""},0.36399999999999999,0.57099999999999995,0.41899999999999998]
["Nusa Tenggara Barat","Nusa Tenggara Barat","Kab. Sumbawa Barat",152948,2023,null,"Nusa Tenggara Barat","Nusa Tenggara Barat","Kabupaten Sumbawa Barat",71.63,71.849999999999994,72.650000000000006,0.51500000000000001,0,{"$f":"IFERROR(INDEX('SISPSN 2023'!H$3:H$442,MATCH($C316,'SISPSN 2023'!$J$3:$J$442,0)),\"\")","v":""},{"$f":"IFERROR(INDEX('SISPSN 2023'!I$3:I$442,MATCH($C316,'SISPSN 2023'!$J$3:$J$442,0)),\"\")","v":""},{"$f":"IFERROR(INDEX('SISPSN 2023'!J$3:J$442,MATCH($C316,'SISPSN 2023'!$J$3:$J$442,0)),\"\")","v":""},{"$f":"IFERROR(INDEX('SISPSN 2023'!K$3:K$442,MATCH($C316,'SISPSN 2023'!$J$3:$J$442,0)),\"\")","v":""},{"$f":"IFERROR(INDEX('SISPSN 2023'!L$3:L$442,MATCH($C316,'SISPSN 2023'!$J$3:$J$442,0)),\"\")","v":""},{"$f":"IFERROR(INDEX('SISPSN 2023'!M$3:M$442,MATCH($C316,'SISPSN 2023'!$J$3:$J$442,0)),\"\")","v":""},{"$f":"IFERROR(INDEX('SISPSN 2023'!N$3:N$442,MATCH($C316,'SISPSN 2023'!$J$3:$J$442,0)),\"\")","v":""},{"$f":"IFERROR(INDEX('SISPSN 2023'!O$3:O$442,MATCH($C316,'SISPSN 2023'!$J$3:$J$442,0)),\"\")","v":""},{"$f":"IFERROR(INDEX('SISPSN 2023'!P$3:P$442,MATCH($C316,'SISPSN 2023'!$J$3:$J$442,0)),\"\")","v":""},{"$f":"IFERROR(INDEX('SISPSN 2023'!Q$3:Q$442,MATCH($C316,'SISPSN 2023'!$J$3:$J$442,0)),\"\")","v":""},{"$f":"IFERROR(INDEX('SISPSN 2023'!R$3:R$442,MATCH($C316,'SISPSN 2023'!$J$3:$J$442,0)),\"\")","v":""},{"$f":"IFERROR(INDEX('SISPSN 2023'!S$3:S$442,MATCH($C316,'SISPSN 2023'!$J$3:$J$442,0)),\"\")","v":""},{"$f":"IFERROR(INDEX('SISPSN 2023'!T$3:T$442,MATCH($C316,'SISPSN 2023'!$J$3:$J$442,0)),\"\")","v":""},{"$f":"IFERROR(INDEX('SISPSN 2023'!U$3:U$442,MATCH($C316,'SISPSN 2023'!$J$3:$J$442,0)),\"\")","v":""},null,{"$error":"#VALUE!"},{"$error":"#VALUE!"},{"$error":"#VALUE!"},{"$error":"#VALUE!"},{"$error":"#VALUE!"},{"$error":"#VALUE!"},{"$f":"IFERROR(PERCENTRANK(_xlfn._xlws.FILTER($AD$4:$AD$547,$AD$4:$AD$547<>\"\"),AD316),\"\")","v":""},{"$error":"#VALUE!"},{"$error":"#VALUE!"},{"$error":"#VALUE!"}]
["Nusa Tenggara Barat","Nusa Tenggara Barat","Kota Bima",161362,2023,null,"Nusa Tenggara Barat","Nusa Tenggara Barat","Kota Bima",75.81,76.11,76.84,0.81799999999999995,0,{"$f":"IFERROR(INDEX('SISPSN 2023'!H$3:H$442,MATCH($C317,'SISPSN 2023'!$J$3:$J$442,0)),\"\")","v":""},{"$f":"IFERROR(INDEX('SISPSN 2023'!I$3:I$442,MATCH($C317,'SISPSN 2023'!$J$3:$J$442,0)),\"\")","v":""},{"$f":"IFERROR(INDEX('SISPSN 2023'!J$3:J$442,MATCH($C317,'SISPSN 2023'!$J$3:$J$442,0)),\"\")","v":""},{"$f":"IFERROR(INDEX('SISPSN 2023'!K$3:K$442,MATCH($C317,'SISPSN 2023'!$J$3:$J$442,0)),\"\")","v":""},{"$f":"IFERROR(INDEX('SISPSN 2023'!L$3:L$442,MATCH($C317,'SISPSN 2023'!$J$3:$J$442,0)),\"\")","v":""},{"$f":"IFERROR(INDEX('SISPSN 2023'!M$3:M$442,MATCH($C317,'SISPSN 2023'!$J$3:$J$442,0)),\"\")","v":""},{"$f":"IFERROR(INDEX('SISPSN 2023'!N$3:N$442,MATCH($C317,'SISPSN 2023'!$J$3:$J$442,0)),\"\")","v":""},{"$f":"IFERROR(INDEX('SISPSN 2023'!O$3:O$442,MATCH($C317,'SISPSN 2023'!$J$3:$J$442,0)),\"\")","v":""},{"$f":"IFERROR(INDEX('SISPSN 2023'!P$3:P$442,MATCH($C317,'SISPSN 2023'!$J$3:$J$442,0)),\"\")","v":""},{"$f":"IFERROR(INDEX('SISPSN 2023'!Q$3:Q$442,MATCH($C317,'SISPSN 2023'!$J$3:$J$442,0)),\"\")","v":""},{"$f":"IFERROR(INDEX('SISPSN 2023'!R$3:R$442,MATCH($C317,'SISPSN 2023'!$J$3:$J$442,0)),\"\")","v":""},{"$f":"IFERROR(INDEX('SISPSN 2023'!S$3:S$442,MATCH($C317,'SISPSN 2023'!$J$3:$J$442,0)),\"\")","v":""},{"$f":"IFERROR(INDEX('SISPSN 2023'!T$3:T$442,MATCH($C317,'SISPSN 2023'!$J$3:$J$442,0)),\"\")","v":""},{"$f":"IFERROR(INDEX('SISPSN 2023'!U$3:U$442,MATCH($C317,'SISPSN 2023'!$J$3:$J$442,0)),\"\")","v":""},null,{"$error":"#VALUE!"},{"$error":"#VALUE!"},{"$error":"#VALUE!"},{"$error":"#VALUE!"},{"$error":"#VALUE!"},{"$error":"#VALUE!"},{"$f":"IFERROR(PERCENTRANK(_xlfn._xlws.FILTER($AD$4:$AD$547,$AD$4:$AD$547<>\"\"),AD317),\"\")","v":""},{"$error":"#VALUE!"},{"$error":"#VALUE!"},{"$error":"#VALUE!"}]
["Nusa Tenggara Barat","Nusa Tenggara Barat","Kota Mataram",441147,2023,null,"Nusa Tenggara Barat","Nusa Tenggara Barat","Kota Mataram",78.91,79.14,79.59,0.88,1,{"$f":"IFERROR(INDEX('SISPSN 2023'!H$3:H$442,MATCH($C318,'SISPSN 2023'!$J$3:$J$442,0)),\"\")","v":2023},{"$f":"IFERROR(INDEX('SISPSN 2023'!I$3:I$442,MATCH($C318,'SISPSN 2023'!$J$3:$J$442,0)),\"\")","v":"Nusa Tenggara Barat"},{"$f":"IFERROR(INDEX('SISPSN 2023'!J$3:J$442,MATCH($C318,'SISPSN 2023'!$J$3:$J$442,0)),\"\")","v":"Kota Mataram"},{"$f":"IFERROR(INDEX('SISPSN 2023'!K$3:K$442,MATCH($C318,'SISPSN 2023'!$J$3:$J$442,0)),\"\")","v":99165.83},{"$f":"IFERROR(INDEX('SISPSN 2023'!L$3:L$442,MATCH($C318,'SISPSN 2023'!$J$3:$J$442,0)),\"\")","v":22607.759999999998},{"$f":"IFERROR(INDEX('SISPSN 2023'!M$3:M$442,MATCH($C318,'SISPSN 2023'!$J$3:$J$442,0)),\"\")","v":22.8},{"$f":"IFERROR(INDEX('SISPSN 2023'!N$3:N$442,MATCH($C318,'SISPSN 2023'!$J$3:$J$442,0)),\"\")","v":75338.850000000006},{"$f":"IFERROR(INDEX('SISPSN 2023'!O$3:O$442,MATCH($C318,'SISPSN 2023'!$J$3:$J$442,0)),\"\")","v":75.97},{"$f":"IFERROR(INDEX('SISPSN 2023'!P$3:P$442,MATCH($C318,'SISPSN 2023'!$J$3:$J$442,0)),\"\")","v":97946.61},{"$f":"IFERROR(INDEX('SISPSN 2023'!Q$3:Q$442,MATCH($C318,'SISPSN 2023'!$J$3:$J$442,0)),\"\")","v":98.77},{"$f":"IFERROR(INDEX('SISPSN 2023'!R$3:R$442,MATCH($C318,'SISPSN 2023'!$J$3:$J$442,0)),\"\")","v":22123.93},{"$f":"IFERROR(INDEX('SISPSN 2023'!S$3:S$442,MATCH($C318,'SISPSN 2023'!$J$3:$J$442,0)),\"\")","v":187.9},{"$f":"IFERROR(INDEX('SISPSN 2023'!T$3:T$442,MATCH($C318,'SISPSN 2023'!$J$3:$J$442,0)),\"\")","v":22.5},{"$f":"IFERROR(INDEX('SISPSN 2023'!U$3:U$442,MATCH($C318,'SISPSN 2023'!$J$3:$J$442,0)),\"\")","v":"P 2"},null,0.61586547223363652,0.14040460094515134,0.46788895361223826,0.60829355455738965,0.1373997938313421,1.1669455318702047E-3,{"$f":"IFERROR(PERCENTRANK(_xlfn._xlws.FILTER($AD$4:$AD$547,$AD$4:$AD$547<>\"\"),AD318),\"\")","v":""},0.85,0.89200000000000002,0.87]
["Nusa Tenggara Barat","total","total",5560287,2023,null,"Nusa Tenggara Barat","total","Nusa Tenggara Barat",68.25,68.650000000000006,69.459999999999994,0.249,0,{"$f":"IFERROR(INDEX('SISPSN 2023'!H$3:H$442,MATCH($C319,'SISPSN 2023'!$J$3:$J$442,0)),\"\")","v":""},{"$f":"IFERROR(INDEX('SISPSN 2023'!I$3:I$442,MATCH($C319,'SISPSN 2023'!$J$3:$J$442,0)),\"\")","v":""},{"$f":"IFERROR(INDEX('SISPSN 2023'!J$3:J$442,MATCH($C319,'SISPSN 2023'!$J$3:$J$442,0)),\"\")","v":""},{"$f":"IFERROR(INDEX('SISPSN 2023'!K$3:K$442,MATCH($C319,'SISPSN 2023'!$J$3:$J$442,0)),\"\")","v":""},{"$f":"IFERROR(INDEX('SISPSN 2023'!L$3:L$442,MATCH($C319,'SISPSN 2023'!$J$3:$J$442,0)),\"\")","v":""},{"$f":"IFERROR(INDEX('SISPSN 2023'!M$3:M$442,MATCH($C319,'SISPSN 2023'!$J$3:$J$442,0)),\"\")","v":""},{"$f":"IFERROR(INDEX('SISPSN 2023'!N$3:N$442,MATCH($C319,'SISPSN 2023'!$J$3:$J$442,0)),\"\")","v":""},{"$f":"IFERROR(INDEX('SISPSN 2023'!O$3:O$442,MATCH($C319,'SISPSN 2023'!$J$3:$J$442,0)),\"\")","v":""},{"$f":"IFERROR(INDEX('SISPSN 2023'!P$3:P$442,MATCH($C319,'SISPSN 2023'!$J$3:$J$442,0)),\"\")","v":""},{"$f":"IFERROR(INDEX('SISPSN 2023'!Q$3:Q$442,MATCH($C319,'SISPSN 2023'!$J$3:$J$442,0)),\"\")","v":""},{"$f":"IFERROR(INDEX('SISPSN 2023'!R$3:R$442,MATCH($C319,'SISPSN 2023'!$J$3:$J$442,0)),\"\")","v":""},{"$f":"IFERROR(INDEX('SISPSN 2023'!S$3:S$442,MATCH($C319,'SISPSN 2023'!$J$3:$J$442,0)),\"\")","v":""},{"$f":"IFERROR(INDEX('SISPSN 2023'!T$3:T$442,MATCH($C319,'SISPSN 2023'!$J$3:$J$442,0)),\"\")","v":""},{"$f":"IFERROR(INDEX('SISPSN 2023'!U$3:U$442,MATCH($C319,'SISPSN 2023'!$J$3:$J$442,0)),\"\")","v":""},null,{"$error":"#VALUE!"},{"$error":"#VALUE!"},{"$error":"#VALUE!"},{"$error":"#VALUE!"},{"$error":"#VALUE!"},{"$error":"#VALUE!"},{"$f":"IFERROR(PERCENTRANK(_xlfn._xlws.FILTER($AD$4:$AD$547,$AD$4:$AD$547<>\"\"),AD319),\"\")","v":""},{"$error":"#VALUE!"},{"$error":"#VALUE!"},{"$error":"#VALUE!"}]
["Nusa Tenggara Timur","Nusa Tenggara Timur","Alor",221536,2022,null,"Nusa Tenggara Timur","Nusa Tenggara Timur","Alor",61.37,62.26,62.99,5.7000000000000002E-2,0,{"$f":"IFERROR(INDEX('SISPSN 2023'!H$3:H$442,MATCH($C320,'SISPSN 2023'!$J$3:$J$442,0)),\"\")","v":""},{"$f":"IFERROR(INDEX('SISPSN 2023'!I$3:I$442,MATCH($C320,'SISPSN 2023'!$J$3:$J$442,0)),\"\")","v":""},{"$f":"IFERROR(INDEX('SISPSN 2023'!J$3:J$442,MATCH($C320,'SISPSN 2023'!$J$3:$J$442,0)),\"\")","v":""},{"$f":"IFERROR(INDEX('SISPSN 2023'!K$3:K$442,MATCH($C320,'SISPSN 2023'!$J$3:$J$442,0)),\"\")","v":""},{"$f":"IFERROR(INDEX('SISPSN 2023'!L$3:L$442,MATCH($C320,'SISPSN 2023'!$J$3:$J$442,0)),\"\")","v":""},{"$f":"IFERROR(INDEX('SISPSN 2023'!M$3:M$442,MATCH($C320,'SISPSN 2023'!$J$3:$J$442,0)),\"\")","v":""},{"$f":"IFERROR(INDEX('SISPSN 2023'!N$3:N$442,MATCH($C320,'SISPSN 2023'!$J$3:$J$442,0)),\"\")","v":""},{"$f":"IFERROR(INDEX('SISPSN 2023'!O$3:O$442,MATCH($C320,'SISPSN 2023'!$J$3:$J$442,0)),\"\")","v":""},{"$f":"IFERROR(INDEX('SISPSN 2023'!P$3:P$442,MATCH($C320,'SISPSN 2023'!$J$3:$J$442,0)),\"\")","v":""},{"$f":"IFERROR(INDEX('SISPSN 2023'!Q$3:Q$442,MATCH($C320,'SISPSN 2023'!$J$3:$J$442,0)),\"\")","v":""},{"$f":"IFERROR(INDEX('SISPSN 2023'!R$3:R$442,MATCH($C320,'SISPSN 2023'!$J$3:$J$442,0)),\"\")","v":""},{"$f":"IFERROR(INDEX('SISPSN 2023'!S$3:S$442,MATCH($C320,'SISPSN 2023'!$J$3:$J$442,0)),\"\")","v":""},{"$f":"IFERROR(INDEX('SISPSN 2023'!T$3:T$442,MATCH($C320,'SISPSN 2023'!$J$3:$J$442,0)),\"\")","v":""},{"$f":"IFERROR(INDEX('SISPSN 2023'!U$3:U$442,MATCH($C320,'SISPSN 2023'!$J$3:$J$442,0)),\"\")","v":""},null,{"$error":"#VALUE!"},{"$error":"#VALUE!"},{"$error":"#VALUE!"},{"$error":"#VALUE!"},{"$error":"#VALUE!"},{"$error":"#VALUE!"},{"$f":"IFERROR(PERCENTRANK(_xlfn._xlws.FILTER($AD$4:$AD$547,$AD$4:$AD$547<>\"\"),AD320),\"\")","v":""},{"$error":"#VALUE!"},{"$error":"#VALUE!"},{"$error":"#VALUE!"}]
["Nusa Tenggara Timur","Nusa Tenggara Timur","Kab. Belu",231008,2022,null,"Nusa Tenggara Timur","Nusa Tenggara Timur","Belu",62.77,63.22,63.83,7.0000000000000007E-2,1,{"$f":"IFERROR(INDEX('SISPSN 2023'!H$3:H$442,MATCH($C321,'SISPSN 2023'!$J$3:$J$442,0)),\"\")","v":2023},{"$f":"IFERROR(INDEX('SISPSN 2023'!I$3:I$442,MATCH($C321,'SISPSN 2023'!$J$3:$J$442,0)),\"\")","v":"Nusa Tenggara Timur"},{"$f":"IFERROR(INDEX('SISPSN 2023'!J$3:J$442,MATCH($C321,'SISPSN 2023'!$J$3:$J$442,0)),\"\")","v":"Kab. Belu"},{"$f":"IFERROR(INDEX('SISPSN 2023'!K$3:K$442,MATCH($C321,'SISPSN 2023'!$J$3:$J$442,0)),\"\")","v":42158.96},{"$f":"IFERROR(INDEX('SISPSN 2023'!L$3:L$442,MATCH($C321,'SISPSN 2023'!$J$3:$J$442,0)),\"\")","v":0},{"$f":"IFERROR(INDEX('SISPSN 2023'!M$3:M$442,MATCH($C321,'SISPSN 2023'!$J$3:$J$442,0)),\"\")","v":0},{"$f":"IFERROR(INDEX('SISPSN 2023'!N$3:N$442,MATCH($C321,'SISPSN 2023'!$J$3:$J$442,0)),\"\")","v":14454},{"$f":"IFERROR(INDEX('SISPSN 2023'!O$3:O$442,MATCH($C321,'SISPSN 2023'!$J$3:$J$442,0)),\"\")","v":34.28},{"$f":"IFERROR(INDEX('SISPSN 2023'!P$3:P$442,MATCH($C321,'SISPSN 2023'!$J$3:$J$442,0)),\"\")","v":14454},{"$f":"IFERROR(INDEX('SISPSN 2023'!Q$3:Q$442,MATCH($C321,'SISPSN 2023'!$J$3:$J$442,0)),\"\")","v":34.28},{"$f":"IFERROR(INDEX('SISPSN 2023'!R$3:R$442,MATCH($C321,'SISPSN 2023'!$J$3:$J$442,0)),\"\")","v":0},{"$f":"IFERROR(INDEX('SISPSN 2023'!S$3:S$442,MATCH($C321,'SISPSN 2023'!$J$3:$J$442,0)),\"\")","v":0},{"$f":"IFERROR(INDEX('SISPSN 2023'!T$3:T$442,MATCH($C321,'SISPSN 2023'!$J$3:$J$442,0)),\"\")","v":0},{"$f":"IFERROR(INDEX('SISPSN 2023'!U$3:U$442,MATCH($C321,'SISPSN 2023'!$J$3:$J$442,0)),\"\")","v":"P 2"},null,0.5,0,0.17142263471394931,0.17142263471394931,0,0,{"$f":"IFERROR(PERCENTRANK(_xlfn._xlws.FILTER($AD$4:$AD$547,$AD$4:$AD$547<>\"\"),AD321),\"\")","v":""},0,0.41699999999999998,0]
["Nusa Tenggara Timur","Nusa Tenggara Timur","Ende",278581,2022,null,"Nusa Tenggara Timur","Nusa Tenggara Timur","Ende",67.3,67.97,68.63,0.20599999999999999,0,{"$f":"IFERROR(INDEX('SISPSN 2023'!H$3:H$442,MATCH($C322,'SISPSN 2023'!$J$3:$J$442,0)),\"\")","v":""},{"$f":"IFERROR(INDEX('SISPSN 2023'!I$3:I$442,MATCH($C322,'SISPSN 2023'!$J$3:$J$442,0)),\"\")","v":""},{"$f":"IFERROR(INDEX('SISPSN 2023'!J$3:J$442,MATCH($C322,'SISPSN 2023'!$J$3:$J$442,0)),\"\")","v":""},{"$f":"IFERROR(INDEX('SISPSN 2023'!K$3:K$442,MATCH($C322,'SISPSN 2023'!$J$3:$J$442,0)),\"\")","v":""},{"$f":"IFERROR(INDEX('SISPSN 2023'!L$3:L$442,MATCH($C322,'SISPSN 2023'!$J$3:$J$442,0)),\"\")","v":""},{"$f":"IFERROR(INDEX('SISPSN 2023'!M$3:M$442,MATCH($C322,'SISPSN 2023'!$J$3:$J$442,0)),\"\")","v":""},{"$f":"IFERROR(INDEX('SISPSN 2023'!N$3:N$442,MATCH($C322,'SISPSN 2023'!$J$3:$J$442,0)),\"\")","v":""},{"$f":"IFERROR(INDEX('SISPSN 2023'!O$3:O$442,MATCH($C322,'SISPSN 2023'!$J$3:$J$442,0)),\"\")","v":""},{"$f":"IFERROR(INDEX('SISPSN 2023'!P$3:P$442,MATCH($C322,'SISPSN 2023'!$J$3:$J$442,0)),\"\")","v":""},{"$f":"IFERROR(INDEX('SISPSN 2023'!Q$3:Q$442,MATCH($C322,'SISPSN 2023'!$J$3:$J$442,0)),\"\")","v":""},{"$f":"IFERROR(INDEX('SISPSN 2023'!R$3:R$442,MATCH($C322,'SISPSN 2023'!$J$3:$J$442,0)),\"\")","v":""},{"$f":"IFERROR(INDEX('SISPSN 2023'!S$3:S$442,MATCH($C322,'SISPSN 2023'!$J$3:$J$442,0)),\"\")","v":""},{"$f":"IFERROR(INDEX('SISPSN 2023'!T$3:T$442,MATCH($C322,'SISPSN 2023'!$J$3:$J$442,0)),\"\")","v":""},{"$f":"IFERROR(INDEX('SISPSN 2023'!U$3:U$442,MATCH($C322,'SISPSN 2023'!$J$3:$J$442,0)),\"\")","v":""},null,{"$error":"#VALUE!"},{"$error":"#VALUE!"},{"$error":"#VALUE!"},{"$error":"#VALUE!"},{"$error":"#VALUE!"},{"$error":"#VALUE!"},{"$f":"IFERROR(PERCENTRANK(_xlfn._xlws.FILTER($AD$4:$AD$547,$AD$4:$AD$547<>\"\"),AD322),\"\")","v":""},{"$error":"#VALUE!"},{"$error":"#VALUE!"},{"$error":"#VALUE!"}]
["Nusa Tenggara Timur","Nusa Tenggara Timur","Kab. Flores Timur",288310,2022,null,"Nusa Tenggara Timur","Nusa Tenggara Timur","Flores Timur",64.22,64.930000000000007,65.790000000000006,0.111,1,{"$f":"IFERROR(INDEX('SISPSN 2023'!H$3:H$442,MATCH($C323,'SISPSN 2023'!$J$3:$J$442,0)),\"\")","v":2023},{"$f":"IFERROR(INDEX('SISPSN 2023'!I$3:I$442,MATCH($C323,'SISPSN 2023'!$J$3:$J$442,0)),\"\")","v":"Nusa Tenggara Timur"},{"$f":"IFERROR(INDEX('SISPSN 2023'!J$3:J$442,MATCH($C323,'SISPSN 2023'!$J$3:$J$442,0)),\"\")","v":"Kab. Flores Timur"},{"$f":"IFERROR(INDEX('SISPSN 2023'!K$3:K$442,MATCH($C323,'SISPSN 2023'!$J$3:$J$442,0)),\"\")","v":73936.59},{"$f":"IFERROR(INDEX('SISPSN 2023'!L$3:L$442,MATCH($C323,'SISPSN 2023'!$J$3:$J$442,0)),\"\")","v":0},{"$f":"IFERROR(INDEX('SISPSN 2023'!M$3:M$442,MATCH($C323,'SISPSN 2023'!$J$3:$J$442,0)),\"\")","v":0},{"$f":"IFERROR(INDEX('SISPSN 2023'!N$3:N$442,MATCH($C323,'SISPSN 2023'!$J$3:$J$442,0)),\"\")","v":8672.4},{"$f":"IFERROR(INDEX('SISPSN 2023'!O$3:O$442,MATCH($C323,'SISPSN 2023'!$J$3:$J$442,0)),\"\")","v":11.73},{"$f":"IFERROR(INDEX('SISPSN 2023'!P$3:P$442,MATCH($C323,'SISPSN 2023'!$J$3:$J$442,0)),\"\")","v":8672.4},{"$f":"IFERROR(INDEX('SISPSN 2023'!Q$3:Q$442,MATCH($C323,'SISPSN 2023'!$J$3:$J$442,0)),\"\")","v":11.73},{"$f":"IFERROR(INDEX('SISPSN 2023'!R$3:R$442,MATCH($C323,'SISPSN 2023'!$J$3:$J$442,0)),\"\")","v":0},{"$f":"IFERROR(INDEX('SISPSN 2023'!S$3:S$442,MATCH($C323,'SISPSN 2023'!$J$3:$J$442,0)),\"\")","v":0},{"$f":"IFERROR(INDEX('SISPSN 2023'!T$3:T$442,MATCH($C323,'SISPSN 2023'!$J$3:$J$442,0)),\"\")","v":0},{"$f":"IFERROR(INDEX('SISPSN 2023'!U$3:U$442,MATCH($C323,'SISPSN 2023'!$J$3:$J$442,0)),\"\")","v":"P 2"},null,0.70259789809579976,0,8.241129339946586E-2,8.241129339946586E-2,0,0,{"$f":"IFERROR(PERCENTRANK(_xlfn._xlws.FILTER($AD$4:$AD$547,$AD$4:$AD$547<>\"\"),AD323),\"\")","v":""},0,8.2000000000000003E-2,0]
["Nusa Tenggara Timur","Nusa Tenggara Timur","Kota Kupang",466632,2022,null,"Nusa Tenggara Timur","Nusa Tenggara Timur","Kota Kupang",79.739999999999995,80.2,80.62,0.91300000000000003,1,{"$f":"IFERROR(INDEX('SISPSN 2023'!H$3:H$442,MATCH($C324,'SISPSN 2023'!$J$3:$J$442,0)),\"\")","v":2023},{"$f":"IFERROR(INDEX('SISPSN 2023'!I$3:I$442,MATCH($C324,'SISPSN 2023'!$J$3:$J$442,0)),\"\")","v":"Nusa Tenggara Timur"},{"$f":"IFERROR(INDEX('SISPSN 2023'!J$3:J$442,MATCH($C324,'SISPSN 2023'!$J$3:$J$442,0)),\"\")","v":"Kota Kupang"},{"$f":"IFERROR(INDEX('SISPSN 2023'!K$3:K$442,MATCH($C324,'SISPSN 2023'!$J$3:$J$442,0)),\"\")","v":85576.62},{"$f":"IFERROR(INDEX('SISPSN 2023'!L$3:L$442,MATCH($C324,'SISPSN 2023'!$J$3:$J$442,0)),\"\")","v":6421.9},{"$f":"IFERROR(INDEX('SISPSN 2023'!M$3:M$442,MATCH($C324,'SISPSN 2023'!$J$3:$J$442,0)),\"\")","v":7.5},{"$f":"IFERROR(INDEX('SISPSN 2023'!N$3:N$442,MATCH($C324,'SISPSN 2023'!$J$3:$J$442,0)),\"\")","v":60776},{"$f":"IFERROR(INDEX('SISPSN 2023'!O$3:O$442,MATCH($C324,'SISPSN 2023'!$J$3:$J$442,0)),\"\")","v":71.02},{"$f":"IFERROR(INDEX('SISPSN 2023'!P$3:P$442,MATCH($C324,'SISPSN 2023'!$J$3:$J$442,0)),\"\")","v":67197.899999999994},{"$f":"IFERROR(INDEX('SISPSN 2023'!Q$3:Q$442,MATCH($C324,'SISPSN 2023'!$J$3:$J$442,0)),\"\")","v":78.52},{"$f":"IFERROR(INDEX('SISPSN 2023'!R$3:R$442,MATCH($C324,'SISPSN 2023'!$J$3:$J$442,0)),\"\")","v":5035.22},{"$f":"IFERROR(INDEX('SISPSN 2023'!S$3:S$442,MATCH($C324,'SISPSN 2023'!$J$3:$J$442,0)),\"\")","v":0},{"$f":"IFERROR(INDEX('SISPSN 2023'!T$3:T$442,MATCH($C324,'SISPSN 2023'!$J$3:$J$442,0)),\"\")","v":5.88},{"$f":"IFERROR(INDEX('SISPSN 2023'!U$3:U$442,MATCH($C324,'SISPSN 2023'!$J$3:$J$442,0)),\"\")","v":"P 2"},null,0.50244409545570157,3.7704757872032924E-2,0.35683276980810547,0.39453752768013844,2.9563174595122563E-2,0,{"$f":"IFERROR(PERCENTRANK(_xlfn._xlws.FILTER($AD$4:$AD$547,$AD$4:$AD$547<>\"\"),AD324),\"\")","v":""},0.47499999999999998,0.77,0.48299999999999998]
["Nusa Tenggara Timur","Nusa Tenggara Timur","Kab. Kupang",376837,2022,null,"Nusa Tenggara Timur","Nusa Tenggara Timur","Kupang",64.41,65.040000000000006,65.819999999999993,{"$f":"PERCENTRANK($L$4:$L$548,L325)","v":0.11899999999999999},{"$f":"IF(O325=\"\",0,1)","v":1},{"$f":"IFERROR(INDEX('SISPSN 2023'!H$3:H$442,MATCH($C325,'SISPSN 2023'!$J$3:$J$442,0)),\"\")","v":2023},{"$f":"IFERROR(INDEX('SISPSN 2023'!I$3:I$442,MATCH($C325,'SISPSN 2023'!$J$3:$J$442,0)),\"\")","v":"Nusa Tenggara Timur"},{"$f":"IFERROR(INDEX('SISPSN 2023'!J$3:J$442,MATCH($C325,'SISPSN 2023'!$J$3:$J$442,0)),\"\")","v":"Kab. Kupang"},{"$f":"IFERROR(INDEX('SISPSN 2023'!K$3:K$442,MATCH($C325,'SISPSN 2023'!$J$3:$J$442,0)),\"\")","v":56533.68},{"$f":"IFERROR(INDEX('SISPSN 2023'!L$3:L$442,MATCH($C325,'SISPSN 2023'!$J$3:$J$442,0)),\"\")","v":88.06},{"$f":"IFERROR(INDEX('SISPSN 2023'!M$3:M$442,MATCH($C325,'SISPSN 2023'!$J$3:$J$442,0)),\"\")","v":0.16},{"$f":"IFERROR(INDEX('SISPSN 2023'!N$3:N$442,MATCH($C325,'SISPSN 2023'!$J$3:$J$442,0)),\"\")","v":7.23},{"$f":"IFERROR(INDEX('SISPSN 2023'!O$3:O$442,MATCH($C325,'SISPSN 2023'!$J$3:$J$442,0)),\"\")","v":0.01},{"$f":"IFERROR(INDEX('SISPSN 2023'!P$3:P$442,MATCH($C325,'SISPSN 2023'!$J$3:$J$442,0)),\"\")","v":95.28},{"$f":"IFERROR(INDEX('SISPSN 2023'!Q$3:Q$442,MATCH($C325,'SISPSN 2023'!$J$3:$J$442,0)),\"\")","v":0.17},{"$f":"IFERROR(INDEX('SISPSN 2023'!R$3:R$442,MATCH($C325,'SISPSN 2023'!$J$3:$J$442,0)),\"\")","v":0},{"$f":"IFERROR(INDEX('SISPSN 2023'!S$3:S$442,MATCH($C325,'SISPSN 2023'!$J$3:$J$442,0)),\"\")","v":0},{"$f":"IFERROR(INDEX('SISPSN 2023'!T$3:T$442,MATCH($C325,'SISPSN 2023'!$J$3:$J$442,0)),\"\")","v":0},{"$f":"IFERROR(INDEX('SISPSN 2023'!U$3:U$442,MATCH($C325,'SISPSN 2023'!$J$3:$J$442,0)),\"\")","v":"P 2"},null,0.41101801182088793,6.4022448425341124E-4,5.2564422225211947E-5,6.9271620326669353E-4,0,0,{"$f":"IFERROR(PERCENTRANK(_xlfn._xlws.FILTER($AD$4:$AD$547,$AD$4:$AD$547<>\"\"),AD325),\"\")","v":""},{"$f":"IF(ISBLANK(T325),\"\",PERCENTRANK($T$4:$T$547,T325))","v":0.182},{"$f":"IF(ISBLANK(V325),\"\",PERCENTRANK($V$4:$V$547,V325))","v":2E-3},{"$f":"IF(ISBLANK(AA325),\"\",PERCENTRANK($AA$4:$AA$547,AA325))","v":0}]
["Nusa Tenggara Timur","Nusa Tenggara Timur","Kab. Lembata",141391,2022,null,"Nusa Tenggara Timur","Nusa Tenggara Timur","Lembata",64.75,65.47,66.12,0.127,1,{"$f":"IFERROR(INDEX('SISPSN 2023'!H$3:H$442,MATCH($C326,'SISPSN 2023'!$J$3:$J$442,0)),\"\")","v":2023},{"$f":"IFERROR(INDEX('SISPSN 2023'!I$3:I$442,MATCH($C326,'SISPSN 2023'!$J$3:$J$442,0)),\"\")","v":"Nusa Tenggara Timur"},{"$f":"IFERROR(INDEX('SISPSN 2023'!J$3:J$442,MATCH($C326,'SISPSN 2023'!$J$3:$J$442,0)),\"\")","v":"Kab. Lembata"},{"$f":"IFERROR(INDEX('SISPSN 2023'!K$3:K$442,MATCH($C326,'SISPSN 2023'!$J$3:$J$442,0)),\"\")","v":32254.82},{"$f":"IFERROR(INDEX('SISPSN 2023'!L$3:L$442,MATCH($C326,'SISPSN 2023'!$J$3:$J$442,0)),\"\")","v":0},{"$f":"IFERROR(INDEX('SISPSN 2023'!M$3:M$442,MATCH($C326,'SISPSN 2023'!$J$3:$J$442,0)),\"\")","v":0},{"$f":"IFERROR(INDEX('SISPSN 2023'!N$3:N$442,MATCH($C326,'SISPSN 2023'!$J$3:$J$442,0)),\"\")","v":422.78},{"$f":"IFERROR(INDEX('SISPSN 2023'!O$3:O$442,MATCH($C326,'SISPSN 2023'!$J$3:$J$442,0)),\"\")","v":1.31},{"$f":"IFERROR(INDEX('SISPSN 2023'!P$3:P$442,MATCH($C326,'SISPSN 2023'!$J$3:$J$442,0)),\"\")","v":422.78},{"$f":"IFERROR(INDEX('SISPSN 2023'!Q$3:Q$442,MATCH($C326,'SISPSN 2023'!$J$3:$J$442,0)),\"\")","v":1.31},{"$f":"IFERROR(INDEX('SISPSN 2023'!R$3:R$442,MATCH($C326,'SISPSN 2023'!$J$3:$J$442,0)),\"\")","v":0},{"$f":"IFERROR(INDEX('SISPSN 2023'!S$3:S$442,MATCH($C326,'SISPSN 2023'!$J$3:$J$442,0)),\"\")","v":0},{"$f":"IFERROR(INDEX('SISPSN 2023'!T$3:T$442,MATCH($C326,'SISPSN 2023'!$J$3:$J$442,0)),\"\")","v":0},{"$f":"IFERROR(INDEX('SISPSN 2023'!U$3:U$442,MATCH($C326,'SISPSN 2023'!$J$3:$J$442,0)),\"\")","v":"P 2"},null,0.62499996366822286,0,8.1921859938964559E-3,8.1921859938964559E-3,0,0,{"$f":"IFERROR(PERCENTRANK(_xlfn._xlws.FILTER($AD$4:$AD$547,$AD$4:$AD$547<>\"\"),AD326),\"\")","v":""},0,8.0000000000000002E-3,0]
["Nusa Tenggara Timur","Nusa Tenggara Timur","Kab. Malaka",190994,2022,null,"Nusa Tenggara Timur","Nusa Tenggara Timur","Malaka",60.42,61.34,62.06,4.7E-2,1,{"$f":"IFERROR(INDEX('SISPSN 2023'!H$3:H$442,MATCH($C327,'SISPSN 2023'!$J$3:$J$442,0)),\"\")","v":2023},{"$f":"IFERROR(INDEX('SISPSN 2023'!I$3:I$442,MATCH($C327,'SISPSN 2023'!$J$3:$J$442,0)),\"\")","v":"Nusa Tenggara Timur"},{"$f":"IFERROR(INDEX('SISPSN 2023'!J$3:J$442,MATCH($C327,'SISPSN 2023'!$J$3:$J$442,0)),\"\")","v":"Kab. Malaka"},{"$f":"IFERROR(INDEX('SISPSN 2023'!K$3:K$442,MATCH($C327,'SISPSN 2023'!$J$3:$J$442,0)),\"\")","v":28769.88},{"$f":"IFERROR(INDEX('SISPSN 2023'!L$3:L$442,MATCH($C327,'SISPSN 2023'!$J$3:$J$442,0)),\"\")","v":0},{"$f":"IFERROR(INDEX('SISPSN 2023'!M$3:M$442,MATCH($C327,'SISPSN 2023'!$J$3:$J$442,0)),\"\")","v":0},{"$f":"IFERROR(INDEX('SISPSN 2023'!N$3:N$442,MATCH($C327,'SISPSN 2023'!$J$3:$J$442,0)),\"\")","v":0},{"$f":"IFERROR(INDEX('SISPSN 2023'!O$3:O$442,MATCH($C327,'SISPSN 2023'!$J$3:$J$442,0)),\"\")","v":0},{"$f":"IFERROR(INDEX('SISPSN 2023'!P$3:P$442,MATCH($C327,'SISPSN 2023'!$J$3:$J$442,0)),\"\")","v":0},{"$f":"IFERROR(INDEX('SISPSN 2023'!Q$3:Q$442,MATCH($C327,'SISPSN 2023'!$J$3:$J$442,0)),\"\")","v":0},{"$f":"IFERROR(INDEX('SISPSN 2023'!R$3:R$442,MATCH($C327,'SISPSN 2023'!$J$3:$J$442,0)),\"\")","v":0},{"$f":"IFERROR(INDEX('SISPSN 2023'!S$3:S$442,MATCH($C327,'SISPSN 2023'!$J$3:$J$442,0)),\"\")","v":0},{"$f":"IFERROR(INDEX('SISPSN 2023'!T$3:T$442,MATCH($C327,'SISPSN 2023'!$J$3:$J$442,0)),\"\")","v":0},{"$f":"IFERROR(INDEX('SISPSN 2023'!U$3:U$442,MATCH($C327,'SISPSN 2023'!$J$3:$J$442,0)),\"\")","v":"P 2"},null,0.41269144078398212,0,0,0,0,0,{"$f":"IFERROR(PERCENTRANK(_xlfn._xlws.FILTER($AD$4:$AD$547,$AD$4:$AD$547<>\"\"),AD327),\"\")","v":""},0,0,0]
["Nusa Tenggara Timur","Nusa Tenggara Timur","Manggarai",328758,2022,null,"Nusa Tenggara Timur","Nusa Tenggara Timur","Manggarai",65.010000000000005,65.83,66.42,0.13800000000000001,0,{"$f":"IFERROR(INDEX('SISPSN 2023'!H$3:H$442,MATCH($C328,'SISPSN 2023'!$J$3:$J$442,0)),\"\")","v":""},{"$f":"IFERROR(INDEX('SISPSN 2023'!I$3:I$442,MATCH($C328,'SISPSN 2023'!$J$3:$J$442,0)),\"\")","v":""},{"$f":"IFERROR(INDEX('SISPSN 2023'!J$3:J$442,MATCH($C328,'SISPSN 2023'!$J$3:$J$442,0)),\"\")","v":""},{"$f":"IFERROR(INDEX('SISPSN 2023'!K$3:K$442,MATCH($C328,'SISPSN 2023'!$J$3:$J$442,0)),\"\")","v":""},{"$f":"IFERROR(INDEX('SISPSN 2023'!L$3:L$442,MATCH($C328,'SISPSN 2023'!$J$3:$J$442,0)),\"\")","v":""},{"$f":"IFERROR(INDEX('SISPSN 2023'!M$3:M$442,MATCH($C328,'SISPSN 2023'!$J$3:$J$442,0)),\"\")","v":""},{"$f":"IFERROR(INDEX('SISPSN 2023'!N$3:N$442,MATCH($C328,'SISPSN 2023'!$J$3:$J$442,0)),\"\")","v":""},{"$f":"IFERROR(INDEX('SISPSN 2023'!O$3:O$442,MATCH($C328,'SISPSN 2023'!$J$3:$J$442,0)),\"\")","v":""},{"$f":"IFERROR(INDEX('SISPSN 2023'!P$3:P$442,MATCH($C328,'SISPSN 2023'!$J$3:$J$442,0)),\"\")","v":""},{"$f":"IFERROR(INDEX('SISPSN 2023'!Q$3:Q$442,MATCH($C328,'SISPSN 2023'!$J$3:$J$442,0)),\"\")","v":""},{"$f":"IFERROR(INDEX('SISPSN 2023'!R$3:R$442,MATCH($C328,'SISPSN 2023'!$J$3:$J$442,0)),\"\")","v":""},{"$f":"IFERROR(INDEX('SISPSN 2023'!S$3:S$442,MATCH($C328,'SISPSN 2023'!$J$3:$J$442,0)),\"\")","v":""},{"$f":"IFERROR(INDEX('SISPSN 2023'!T$3:T$442,MATCH($C328,'SISPSN 2023'!$J$3:$J$442,0)),\"\")","v":""},{"$f":"IFERROR(INDEX('SISPSN 2023'!U$3:U$442,MATCH($C328,'SISPSN 2023'!$J$3:$J$442,0)),\"\")","v":""},null,{"$error":"#VALUE!"},{"$error":"#VALUE!"},{"$error":"#VALUE!"},{"$error":"#VALUE!"},{"$error":"#VALUE!"},{"$error":"#VALUE!"},{"$f":"IFERROR(PERCENTRANK(_xlfn._xlws.FILTER($AD$4:$AD$547,$AD$4:$AD$547<>\"\"),AD328),\"\")","v":""},{"$error":"#VALUE!"},{"$error":"#VALUE!"},{"$error":"#VALUE!"}]
["Nusa Tenggara Timur","Nusa Tenggara Timur","Manggarai Barat",270917,2022,null,"Nusa Tenggara Timur","Nusa Tenggara Timur","Manggarai Barat",64.17,64.92,65.81,0.11700000000000001,0,{"$f":"IFERROR(INDEX('SISPSN 2023'!H$3:H$442,MATCH($C329,'SISPSN 2023'!$J$3:$J$442,0)),\"\")","v":""},{"$f":"IFERROR(INDEX('SISPSN 2023'!I$3:I$442,MATCH($C329,'SISPSN 2023'!$J$3:$J$442,0)),\"\")","v":""},{"$f":"IFERROR(INDEX('SISPSN 2023'!J$3:J$442,MATCH($C329,'SISPSN 2023'!$J$3:$J$442,0)),\"\")","v":""},{"$f":"IFERROR(INDEX('SISPSN 2023'!K$3:K$442,MATCH($C329,'SISPSN 2023'!$J$3:$J$442,0)),\"\")","v":""},{"$f":"IFERROR(INDEX('SISPSN 2023'!L$3:L$442,MATCH($C329,'SISPSN 2023'!$J$3:$J$442,0)),\"\")","v":""},{"$f":"IFERROR(INDEX('SISPSN 2023'!M$3:M$442,MATCH($C329,'SISPSN 2023'!$J$3:$J$442,0)),\"\")","v":""},{"$f":"IFERROR(INDEX('SISPSN 2023'!N$3:N$442,MATCH($C329,'SISPSN 2023'!$J$3:$J$442,0)),\"\")","v":""},{"$f":"IFERROR(INDEX('SISPSN 2023'!O$3:O$442,MATCH($C329,'SISPSN 2023'!$J$3:$J$442,0)),\"\")","v":""},{"$f":"IFERROR(INDEX('SISPSN 2023'!P$3:P$442,MATCH($C329,'SISPSN 2023'!$J$3:$J$442,0)),\"\")","v":""},{"$f":"IFERROR(INDEX('SISPSN 2023'!Q$3:Q$442,MATCH($C329,'SISPSN 2023'!$J$3:$J$442,0)),\"\")","v":""},{"$f":"IFERROR(INDEX('SISPSN 2023'!R$3:R$442,MATCH($C329,'SISPSN 2023'!$J$3:$J$442,0)),\"\")","v":""},{"$f":"IFERROR(INDEX('SISPSN 2023'!S$3:S$442,MATCH($C329,'SISPSN 2023'!$J$3:$J$442,0)),\"\")","v":""},{"$f":"IFERROR(INDEX('SISPSN 2023'!T$3:T$442,MATCH($C329,'SISPSN 2023'!$J$3:$J$442,0)),\"\")","v":""},{"$f":"IFERROR(INDEX('SISPSN 2023'!U$3:U$442,MATCH($C329,'SISPSN 2023'!$J$3:$J$442,0)),\"\")","v":""},null,{"$error":"#VALUE!"},{"$error":"#VALUE!"},{"$error":"#VALUE!"},{"$error":"#VALUE!"},{"$error":"#VALUE!"},{"$error":"#VALUE!"},{"$f":"IFERROR(PERCENTRANK(_xlfn._xlws.FILTER($AD$4:$AD$547,$AD$4:$AD$547<>\"\"),AD329),\"\")","v":""},{"$error":"#VALUE!"},{"$error":"#VALUE!"},{"$error":"#VALUE!"}]
["Nusa Tenggara Timur","Nusa Tenggara Timur","Manggarai Timur",290790,2022,null,"Nusa Tenggara Timur","Nusa Tenggara Timur","Manggarai Timur",61.37,62.3,63.24,5.8999999999999997E-2,0,{"$f":"IFERROR(INDEX('SISPSN 2023'!H$3:H$442,MATCH($C330,'SISPSN 2023'!$J$3:$J$442,0)),\"\")","v":""},{"$f":"IFERROR(INDEX('SISPSN 2023'!I$3:I$442,MATCH($C330,'SISPSN 2023'!$J$3:$J$442,0)),\"\")","v":""},{"$f":"IFERROR(INDEX('SISPSN 2023'!J$3:J$442,MATCH($C330,'SISPSN 2023'!$J$3:$J$442,0)),\"\")","v":""},{"$f":"IFERROR(INDEX('SISPSN 2023'!K$3:K$442,MATCH($C330,'SISPSN 2023'!$J$3:$J$442,0)),\"\")","v":""},{"$f":"IFERROR(INDEX('SISPSN 2023'!L$3:L$442,MATCH($C330,'SISPSN 2023'!$J$3:$J$442,0)),\"\")","v":""},{"$f":"IFERROR(INDEX('SISPSN 2023'!M$3:M$442,MATCH($C330,'SISPSN 2023'!$J$3:$J$442,0)),\"\")","v":""},{"$f":"IFERROR(INDEX('SISPSN 2023'!N$3:N$442,MATCH($C330,'SISPSN 2023'!$J$3:$J$442,0)),\"\")","v":""},{"$f":"IFERROR(INDEX('SISPSN 2023'!O$3:O$442,MATCH($C330,'SISPSN 2023'!$J$3:$J$442,0)),\"\")","v":""},{"$f":"IFERROR(INDEX('SISPSN 2023'!P$3:P$442,MATCH($C330,'SISPSN 2023'!$J$3:$J$442,0)),\"\")","v":""},{"$f":"IFERROR(INDEX('SISPSN 2023'!Q$3:Q$442,MATCH($C330,'SISPSN 2023'!$J$3:$J$442,0)),\"\")","v":""},{"$f":"IFERROR(INDEX('SISPSN 2023'!R$3:R$442,MATCH($C330,'SISPSN 2023'!$J$3:$J$442,0)),\"\")","v":""},{"$f":"IFERROR(INDEX('SISPSN 2023'!S$3:S$442,MATCH($C330,'SISPSN 2023'!$J$3:$J$442,0)),\"\")","v":""},{"$f":"IFERROR(INDEX('SISPSN 2023'!T$3:T$442,MATCH($C330,'SISPSN 2023'!$J$3:$J$442,0)),\"\")","v":""},{"$f":"IFERROR(INDEX('SISPSN 2023'!U$3:U$442,MATCH($C330,'SISPSN 2023'!$J$3:$J$442,0)),\"\")","v":""},null,{"$error":"#VALUE!"},{"$error":"#VALUE!"},{"$error":"#VALUE!"},{"$error":"#VALUE!"},{"$error":"#VALUE!"},{"$error":"#VALUE!"},{"$f":"IFERROR(PERCENTRANK(_xlfn._xlws.FILTER($AD$4:$AD$547,$AD$4:$AD$547<>\"\"),AD330),\"\")","v":""},{"$error":"#VALUE!"},{"$error":"#VALUE!"},{"$error":"#VALUE!"}]
["Nusa Tenggara Timur","Nusa Tenggara Timur","Kab. Nagekeo",166063,2022,null,"Nusa Tenggara Timur","Nusa Tenggara Timur","Nagekeo",65.819999999999993,66.22,67.069999999999993,0.16900000000000001,1,{"$f":"IFERROR(INDEX('SISPSN 2023'!H$3:H$442,MATCH($C331,'SISPSN 2023'!$J$3:$J$442,0)),\"\")","v":2023},{"$f":"IFERROR(INDEX('SISPSN 2023'!I$3:I$442,MATCH($C331,'SISPSN 2023'!$J$3:$J$442,0)),\"\")","v":"Nusa Tenggara Timur"},{"$f":"IFERROR(INDEX('SISPSN 2023'!J$3:J$442,MATCH($C331,'SISPSN 2023'!$J$3:$J$442,0)),\"\")","v":"Kab. Nagekeo"},{"$f":"IFERROR(INDEX('SISPSN 2023'!K$3:K$442,MATCH($C331,'SISPSN 2023'!$J$3:$J$442,0)),\"\")","v":24377.33},{"$f":"IFERROR(INDEX('SISPSN 2023'!L$3:L$442,MATCH($C331,'SISPSN 2023'!$J$3:$J$442,0)),\"\")","v":536.15},{"$f":"IFERROR(INDEX('SISPSN 2023'!M$3:M$442,MATCH($C331,'SISPSN 2023'!$J$3:$J$442,0)),\"\")","v":2.2000000000000002},{"$f":"IFERROR(INDEX('SISPSN 2023'!N$3:N$442,MATCH($C331,'SISPSN 2023'!$J$3:$J$442,0)),\"\")","v":3373.59},{"$f":"IFERROR(INDEX('SISPSN 2023'!O$3:O$442,MATCH($C331,'SISPSN 2023'!$J$3:$J$442,0)),\"\")","v":13.84},{"$f":"IFERROR(INDEX('SISPSN 2023'!P$3:P$442,MATCH($C331,'SISPSN 2023'!$J$3:$J$442,0)),\"\")","v":3909.73},{"$f":"IFERROR(INDEX('SISPSN 2023'!Q$3:Q$442,MATCH($C331,'SISPSN 2023'!$J$3:$J$442,0)),\"\")","v":16.04},{"$f":"IFERROR(INDEX('SISPSN 2023'!R$3:R$442,MATCH($C331,'SISPSN 2023'!$J$3:$J$442,0)),\"\")","v":535.33000000000004},{"$f":"IFERROR(INDEX('SISPSN 2023'!S$3:S$442,MATCH($C331,'SISPSN 2023'!$J$3:$J$442,0)),\"\")","v":0.99},{"$f":"IFERROR(INDEX('SISPSN 2023'!T$3:T$442,MATCH($C331,'SISPSN 2023'!$J$3:$J$442,0)),\"\")","v":2.2000000000000002},{"$f":"IFERROR(INDEX('SISPSN 2023'!U$3:U$442,MATCH($C331,'SISPSN 2023'!$J$3:$J$442,0)),\"\")","v":"P 2"},null,0.40217992857802193,8.8454629242458657E-3,5.5657866766029296E-2,6.4503164709151892E-2,8.8319344721375353E-3,1.6333131203960471E-5,{"$f":"IFERROR(PERCENTRANK(_xlfn._xlws.FILTER($AD$4:$AD$547,$AD$4:$AD$547<>\"\"),AD331),\"\")","v":""},0.312,0.113,0.35899999999999999]
["Nusa Tenggara Timur","Nusa Tenggara Timur","Kab. Ngada",171736,2022,null,"Nusa Tenggara Timur","Nusa Tenggara Timur","Ngada",67.88,68.260000000000005,69.14,0.22600000000000001,1,{"$f":"IFERROR(INDEX('SISPSN 2023'!H$3:H$442,MATCH($C332,'SISPSN 2023'!$J$3:$J$442,0)),\"\")","v":2023},{"$f":"IFERROR(INDEX('SISPSN 2023'!I$3:I$442,MATCH($C332,'SISPSN 2023'!$J$3:$J$442,0)),\"\")","v":"Nusa Tenggara Timur"},{"$f":"IFERROR(INDEX('SISPSN 2023'!J$3:J$442,MATCH($C332,'SISPSN 2023'!$J$3:$J$442,0)),\"\")","v":"Kab. Ngada"},{"$f":"IFERROR(INDEX('SISPSN 2023'!K$3:K$442,MATCH($C332,'SISPSN 2023'!$J$3:$J$442,0)),\"\")","v":42769.68},{"$f":"IFERROR(INDEX('SISPSN 2023'!L$3:L$442,MATCH($C332,'SISPSN 2023'!$J$3:$J$442,0)),\"\")","v":60.64},{"$f":"IFERROR(INDEX('SISPSN 2023'!M$3:M$442,MATCH($C332,'SISPSN 2023'!$J$3:$J$442,0)),\"\")","v":0.14000000000000001},{"$f":"IFERROR(INDEX('SISPSN 2023'!N$3:N$442,MATCH($C332,'SISPSN 2023'!$J$3:$J$442,0)),\"\")","v":7847.5},{"$f":"IFERROR(INDEX('SISPSN 2023'!O$3:O$442,MATCH($C332,'SISPSN 2023'!$J$3:$J$442,0)),\"\")","v":18.350000000000001},{"$f":"IFERROR(INDEX('SISPSN 2023'!P$3:P$442,MATCH($C332,'SISPSN 2023'!$J$3:$J$442,0)),\"\")","v":7908.14},{"$f":"IFERROR(INDEX('SISPSN 2023'!Q$3:Q$442,MATCH($C332,'SISPSN 2023'!$J$3:$J$442,0)),\"\")","v":18.489999999999998},{"$f":"IFERROR(INDEX('SISPSN 2023'!R$3:R$442,MATCH($C332,'SISPSN 2023'!$J$3:$J$442,0)),\"\")","v":0},{"$f":"IFERROR(INDEX('SISPSN 2023'!S$3:S$442,MATCH($C332,'SISPSN 2023'!$J$3:$J$442,0)),\"\")","v":0},{"$f":"IFERROR(INDEX('SISPSN 2023'!T$3:T$442,MATCH($C332,'SISPSN 2023'!$J$3:$J$442,0)),\"\")","v":0},{"$f":"IFERROR(INDEX('SISPSN 2023'!U$3:U$442,MATCH($C332,'SISPSN 2023'!$J$3:$J$442,0)),\"\")","v":"P 2"},null,0.68231008920349867,9.673975538114889E-4,0.12519215540131365,0.12615955295512513,0,0,{"$f":"IFERROR(PERCENTRANK(_xlfn._xlws.FILTER($AD$4:$AD$547,$AD$4:$AD$547<>\"\"),AD332),\"\")","v":""},0.17599999999999999,0.182,0]
["Nusa Tenggara Timur","Nusa Tenggara Timur","Kab. Rote Ndao",150521,2022,null,"Nusa Tenggara Timur","Nusa Tenggara Timur","Rote Ndao",62.6,63.21,64,7.5999999999999998E-2,1,{"$f":"IFERROR(INDEX('SISPSN 2023'!H$3:H$442,MATCH($C333,'SISPSN 2023'!$J$3:$J$442,0)),\"\")","v":2023},{"$f":"IFERROR(INDEX('SISPSN 2023'!I$3:I$442,MATCH($C333,'SISPSN 2023'!$J$3:$J$442,0)),\"\")","v":"Nusa Tenggara Timur"},{"$f":"IFERROR(INDEX('SISPSN 2023'!J$3:J$442,MATCH($C333,'SISPSN 2023'!$J$3:$J$442,0)),\"\")","v":"Kab. Rote Ndao"},{"$f":"IFERROR(INDEX('SISPSN 2023'!K$3:K$442,MATCH($C333,'SISPSN 2023'!$J$3:$J$442,0)),\"\")","v":48819.44},{"$f":"IFERROR(INDEX('SISPSN 2023'!L$3:L$442,MATCH($C333,'SISPSN 2023'!$J$3:$J$442,0)),\"\")","v":0},{"$f":"IFERROR(INDEX('SISPSN 2023'!M$3:M$442,MATCH($C333,'SISPSN 2023'!$J$3:$J$442,0)),\"\")","v":0},{"$f":"IFERROR(INDEX('SISPSN 2023'!N$3:N$442,MATCH($C333,'SISPSN 2023'!$J$3:$J$442,0)),\"\")","v":3931.05},{"$f":"IFERROR(INDEX('SISPSN 2023'!O$3:O$442,MATCH($C333,'SISPSN 2023'!$J$3:$J$442,0)),\"\")","v":8.0500000000000007},{"$f":"IFERROR(INDEX('SISPSN 2023'!P$3:P$442,MATCH($C333,'SISPSN 2023'!$J$3:$J$442,0)),\"\")","v":3931.05},{"$f":"IFERROR(INDEX('SISPSN 2023'!Q$3:Q$442,MATCH($C333,'SISPSN 2023'!$J$3:$J$442,0)),\"\")","v":8.0500000000000007},{"$f":"IFERROR(INDEX('SISPSN 2023'!R$3:R$442,MATCH($C333,'SISPSN 2023'!$J$3:$J$442,0)),\"\")","v":0},{"$f":"IFERROR(INDEX('SISPSN 2023'!S$3:S$442,MATCH($C333,'SISPSN 2023'!$J$3:$J$442,0)),\"\")","v":0},{"$f":"IFERROR(INDEX('SISPSN 2023'!T$3:T$442,MATCH($C333,'SISPSN 2023'!$J$3:$J$442,0)),\"\")","v":0},{"$f":"IFERROR(INDEX('SISPSN 2023'!U$3:U$442,MATCH($C333,'SISPSN 2023'!$J$3:$J$442,0)),\"\")","v":"P 2"},null,0.88859289010144027,0,7.1551477866875712E-2,7.1551477866875712E-2,0,0,{"$f":"IFERROR(PERCENTRANK(_xlfn._xlws.FILTER($AD$4:$AD$547,$AD$4:$AD$547<>\"\"),AD333),\"\")","v":""},0,5.1999999999999998E-2,0]
["Nusa Tenggara Timur","Nusa Tenggara Timur","Sabu Raijua",93330,2022,null,"Nusa Tenggara Timur","Nusa Tenggara Timur","Sabu Raijua",57.03,57.9,58.89,3.5000000000000003E-2,0,{"$f":"IFERROR(INDEX('SISPSN 2023'!H$3:H$442,MATCH($C334,'SISPSN 2023'!$J$3:$J$442,0)),\"\")","v":""},{"$f":"IFERROR(INDEX('SISPSN 2023'!I$3:I$442,MATCH($C334,'SISPSN 2023'!$J$3:$J$442,0)),\"\")","v":""},{"$f":"IFERROR(INDEX('SISPSN 2023'!J$3:J$442,MATCH($C334,'SISPSN 2023'!$J$3:$J$442,0)),\"\")","v":""},{"$f":"IFERROR(INDEX('SISPSN 2023'!K$3:K$442,MATCH($C334,'SISPSN 2023'!$J$3:$J$442,0)),\"\")","v":""},{"$f":"IFERROR(INDEX('SISPSN 2023'!L$3:L$442,MATCH($C334,'SISPSN 2023'!$J$3:$J$442,0)),\"\")","v":""},{"$f":"IFERROR(INDEX('SISPSN 2023'!M$3:M$442,MATCH($C334,'SISPSN 2023'!$J$3:$J$442,0)),\"\")","v":""},{"$f":"IFERROR(INDEX('SISPSN 2023'!N$3:N$442,MATCH($C334,'SISPSN 2023'!$J$3:$J$442,0)),\"\")","v":""},{"$f":"IFERROR(INDEX('SISPSN 2023'!O$3:O$442,MATCH($C334,'SISPSN 2023'!$J$3:$J$442,0)),\"\")","v":""},{"$f":"IFERROR(INDEX('SISPSN 2023'!P$3:P$442,MATCH($C334,'SISPSN 2023'!$J$3:$J$442,0)),\"\")","v":""},{"$f":"IFERROR(INDEX('SISPSN 2023'!Q$3:Q$442,MATCH($C334,'SISPSN 2023'!$J$3:$J$442,0)),\"\")","v":""},{"$f":"IFERROR(INDEX('SISPSN 2023'!R$3:R$442,MATCH($C334,'SISPSN 2023'!$J$3:$J$442,0)),\"\")","v":""},{"$f":"IFERROR(INDEX('SISPSN 2023'!S$3:S$442,MATCH($C334,'SISPSN 2023'!$J$3:$J$442,0)),\"\")","v":""},{"$f":"IFERROR(INDEX('SISPSN 2023'!T$3:T$442,MATCH($C334,'SISPSN 2023'!$J$3:$J$442,0)),\"\")","v":""},{"$f":"IFERROR(INDEX('SISPSN 2023'!U$3:U$442,MATCH($C334,'SISPSN 2023'!$J$3:$J$442,0)),\"\")","v":""},null,{"$error":"#VALUE!"},{"$error":"#VALUE!"},{"$error":"#VALUE!"},{"$error":"#VALUE!"},{"$error":"#VALUE!"},{"$error":"#VALUE!"},{"$f":"IFERROR(PERCENTRANK(_xlfn._xlws.FILTER($AD$4:$AD$547,$AD$4:$AD$547<>\"\"),AD334),\"\")","v":""},{"$error":"#VALUE!"},{"$error":"#VALUE!"},{"$error":"#VALUE!"}]
["Nusa Tenggara Timur","Nusa Tenggara Timur","Kab. Sikka",335360,2022,null,"Nusa Tenggara Timur","Nusa Tenggara Timur","Sikka",65.41,66.06,66.89,0.158,1,{"$f":"IFERROR(INDEX('SISPSN 2023'!H$3:H$442,MATCH($C335,'SISPSN 2023'!$J$3:$J$442,0)),\"\")","v":2023},{"$f":"IFERROR(INDEX('SISPSN 2023'!I$3:I$442,MATCH($C335,'SISPSN 2023'!$J$3:$J$442,0)),\"\")","v":"Nusa Tenggara Timur"},{"$f":"IFERROR(INDEX('SISPSN 2023'!J$3:J$442,MATCH($C335,'SISPSN 2023'!$J$3:$J$442,0)),\"\")","v":"Kab. Sikka"},{"$f":"IFERROR(INDEX('SISPSN 2023'!K$3:K$442,MATCH($C335,'SISPSN 2023'!$J$3:$J$442,0)),\"\")","v":48962.559999999998},{"$f":"IFERROR(INDEX('SISPSN 2023'!L$3:L$442,MATCH($C335,'SISPSN 2023'!$J$3:$J$442,0)),\"\")","v":0},{"$f":"IFERROR(INDEX('SISPSN 2023'!M$3:M$442,MATCH($C335,'SISPSN 2023'!$J$3:$J$442,0)),\"\")","v":0},{"$f":"IFERROR(INDEX('SISPSN 2023'!N$3:N$442,MATCH($C335,'SISPSN 2023'!$J$3:$J$442,0)),\"\")","v":14855.5},{"$f":"IFERROR(INDEX('SISPSN 2023'!O$3:O$442,MATCH($C335,'SISPSN 2023'!$J$3:$J$442,0)),\"\")","v":30.34},{"$f":"IFERROR(INDEX('SISPSN 2023'!P$3:P$442,MATCH($C335,'SISPSN 2023'!$J$3:$J$442,0)),\"\")","v":14855.5},{"$f":"IFERROR(INDEX('SISPSN 2023'!Q$3:Q$442,MATCH($C335,'SISPSN 2023'!$J$3:$J$442,0)),\"\")","v":30.34},{"$f":"IFERROR(INDEX('SISPSN 2023'!R$3:R$442,MATCH($C335,'SISPSN 2023'!$J$3:$J$442,0)),\"\")","v":0},{"$f":"IFERROR(INDEX('SISPSN 2023'!S$3:S$442,MATCH($C335,'SISPSN 2023'!$J$3:$J$442,0)),\"\")","v":0},{"$f":"IFERROR(INDEX('SISPSN 2023'!T$3:T$442,MATCH($C335,'SISPSN 2023'!$J$3:$J$442,0)),\"\")","v":0},{"$f":"IFERROR(INDEX('SISPSN 2023'!U$3:U$442,MATCH($C335,'SISPSN 2023'!$J$3:$J$442,0)),\"\")","v":"P 2"},null,0.4,0,0.12136211832061068,0.12136211832061068,0,0,{"$f":"IFERROR(PERCENTRANK(_xlfn._xlws.FILTER($AD$4:$AD$547,$AD$4:$AD$547<>\"\"),AD335),\"\")","v":""},0,0.378,0]
["Nusa Tenggara Timur","Nusa Tenggara Timur","Sumba Barat",152414,2022,null,"Nusa Tenggara Timur","Nusa Tenggara Timur","Sumba Barat",63.83,64.430000000000007,65.22,9.6000000000000002E-2,0,{"$f":"IFERROR(INDEX('SISPSN 2023'!H$3:H$442,MATCH($C336,'SISPSN 2023'!$J$3:$J$442,0)),\"\")","v":""},{"$f":"IFERROR(INDEX('SISPSN 2023'!I$3:I$442,MATCH($C336,'SISPSN 2023'!$J$3:$J$442,0)),\"\")","v":""},{"$f":"IFERROR(INDEX('SISPSN 2023'!J$3:J$442,MATCH($C336,'SISPSN 2023'!$J$3:$J$442,0)),\"\")","v":""},{"$f":"IFERROR(INDEX('SISPSN 2023'!K$3:K$442,MATCH($C336,'SISPSN 2023'!$J$3:$J$442,0)),\"\")","v":""},{"$f":"IFERROR(INDEX('SISPSN 2023'!L$3:L$442,MATCH($C336,'SISPSN 2023'!$J$3:$J$442,0)),\"\")","v":""},{"$f":"IFERROR(INDEX('SISPSN 2023'!M$3:M$442,MATCH($C336,'SISPSN 2023'!$J$3:$J$442,0)),\"\")","v":""},{"$f":"IFERROR(INDEX('SISPSN 2023'!N$3:N$442,MATCH($C336,'SISPSN 2023'!$J$3:$J$442,0)),\"\")","v":""},{"$f":"IFERROR(INDEX('SISPSN 2023'!O$3:O$442,MATCH($C336,'SISPSN 2023'!$J$3:$J$442,0)),\"\")","v":""},{"$f":"IFERROR(INDEX('SISPSN 2023'!P$3:P$442,MATCH($C336,'SISPSN 2023'!$J$3:$J$442,0)),\"\")","v":""},{"$f":"IFERROR(INDEX('SISPSN 2023'!Q$3:Q$442,MATCH($C336,'SISPSN 2023'!$J$3:$J$442,0)),\"\")","v":""},{"$f":"IFERROR(INDEX('SISPSN 2023'!R$3:R$442,MATCH($C336,'SISPSN 2023'!$J$3:$J$442,0)),\"\")","v":""},{"$f":"IFERROR(INDEX('SISPSN 2023'!S$3:S$442,MATCH($C336,'SISPSN 2023'!$J$3:$J$442,0)),\"\")","v":""},{"$f":"IFERROR(INDEX('SISPSN 2023'!T$3:T$442,MATCH($C336,'SISPSN 2023'!$J$3:$J$442,0)),\"\")","v":""},{"$f":"IFERROR(INDEX('SISPSN 2023'!U$3:U$442,MATCH($C336,'SISPSN 2023'!$J$3:$J$442,0)),\"\")","v":""},null,{"$error":"#VALUE!"},{"$error":"#VALUE!"},{"$error":"#VALUE!"},{"$error":"#VALUE!"},{"$error":"#VALUE!"},{"$error":"#VALUE!"},{"$f":"IFERROR(PERCENTRANK(_xlfn._xlws.FILTER($AD$4:$AD$547,$AD$4:$AD$547<>\"\"),AD336),\"\")","v":""},{"$error":"#VALUE!"},{"$error":"#VALUE!"},{"$error":"#VALUE!"}]
["Nusa Tenggara Timur","Nusa Tenggara Timur","Sumba Barat Daya",322073,2022,null,"Nusa Tenggara Timur","Nusa Tenggara Timur","Sumba Barat Daya",62.29,63.15,63.74,6.8000000000000005E-2,0,{"$f":"IFERROR(INDEX('SISPSN 2023'!H$3:H$442,MATCH($C337,'SISPSN 2023'!$J$3:$J$442,0)),\"\")","v":""},{"$f":"IFERROR(INDEX('SISPSN 2023'!I$3:I$442,MATCH($C337,'SISPSN 2023'!$J$3:$J$442,0)),\"\")","v":""},{"$f":"IFERROR(INDEX('SISPSN 2023'!J$3:J$442,MATCH($C337,'SISPSN 2023'!$J$3:$J$442,0)),\"\")","v":""},{"$f":"IFERROR(INDEX('SISPSN 2023'!K$3:K$442,MATCH($C337,'SISPSN 2023'!$J$3:$J$442,0)),\"\")","v":""},{"$f":"IFERROR(INDEX('SISPSN 2023'!L$3:L$442,MATCH($C337,'SISPSN 2023'!$J$3:$J$442,0)),\"\")","v":""},{"$f":"IFERROR(INDEX('SISPSN 2023'!M$3:M$442,MATCH($C337,'SISPSN 2023'!$J$3:$J$442,0)),\"\")","v":""},{"$f":"IFERROR(INDEX('SISPSN 2023'!N$3:N$442,MATCH($C337,'SISPSN 2023'!$J$3:$J$442,0)),\"\")","v":""},{"$f":"IFERROR(INDEX('SISPSN 2023'!O$3:O$442,MATCH($C337,'SISPSN 2023'!$J$3:$J$442,0)),\"\")","v":""},{"$f":"IFERROR(INDEX('SISPSN 2023'!P$3:P$442,MATCH($C337,'SISPSN 2023'!$J$3:$J$442,0)),\"\")","v":""},{"$f":"IFERROR(INDEX('SISPSN 2023'!Q$3:Q$442,MATCH($C337,'SISPSN 2023'!$J$3:$J$442,0)),\"\")","v":""},{"$f":"IFERROR(INDEX('SISPSN 2023'!R$3:R$442,MATCH($C337,'SISPSN 2023'!$J$3:$J$442,0)),\"\")","v":""},{"$f":"IFERROR(INDEX('SISPSN 2023'!S$3:S$442,MATCH($C337,'SISPSN 2023'!$J$3:$J$442,0)),\"\")","v":""},{"$f":"IFERROR(INDEX('SISPSN 2023'!T$3:T$442,MATCH($C337,'SISPSN 2023'!$J$3:$J$442,0)),\"\")","v":""},{"$f":"IFERROR(INDEX('SISPSN 2023'!U$3:U$442,MATCH($C337,'SISPSN 2023'!$J$3:$J$442,0)),\"\")","v":""},null,{"$error":"#VALUE!"},{"$error":"#VALUE!"},{"$error":"#VALUE!"},{"$error":"#VALUE!"},{"$error":"#VALUE!"},{"$error":"#VALUE!"},{"$f":"IFERROR(PERCENTRANK(_xlfn._xlws.FILTER($AD$4:$AD$547,$AD$4:$AD$547<>\"\"),AD337),\"\")","v":""},{"$error":"#VALUE!"},{"$error":"#VALUE!"},{"$error":"#VALUE!"}]
["Nusa Tenggara Timur","Nusa Tenggara Timur","Kab. Sumba Tengah",90521,2022,null,"Nusa Tenggara Timur","Nusa Tenggara Timur","Sumba Tengah",61.8,62.71,63.48,6.3E-2,1,{"$f":"IFERROR(INDEX('SISPSN 2023'!H$3:H$442,MATCH($C338,'SISPSN 2023'!$J$3:$J$442,0)),\"\")","v":2023},{"$f":"IFERROR(INDEX('SISPSN 2023'!I$3:I$442,MATCH($C338,'SISPSN 2023'!$J$3:$J$442,0)),\"\")","v":"Nusa Tenggara Timur"},{"$f":"IFERROR(INDEX('SISPSN 2023'!J$3:J$442,MATCH($C338,'SISPSN 2023'!$J$3:$J$442,0)),\"\")","v":"Kab. Sumba Tengah"},{"$f":"IFERROR(INDEX('SISPSN 2023'!K$3:K$442,MATCH($C338,'SISPSN 2023'!$J$3:$J$442,0)),\"\")","v":9907.7800000000007},{"$f":"IFERROR(INDEX('SISPSN 2023'!L$3:L$442,MATCH($C338,'SISPSN 2023'!$J$3:$J$442,0)),\"\")","v":18.100000000000001},{"$f":"IFERROR(INDEX('SISPSN 2023'!M$3:M$442,MATCH($C338,'SISPSN 2023'!$J$3:$J$442,0)),\"\")","v":0.18},{"$f":"IFERROR(INDEX('SISPSN 2023'!N$3:N$442,MATCH($C338,'SISPSN 2023'!$J$3:$J$442,0)),\"\")","v":3613.5},{"$f":"IFERROR(INDEX('SISPSN 2023'!O$3:O$442,MATCH($C338,'SISPSN 2023'!$J$3:$J$442,0)),\"\")","v":36.47},{"$f":"IFERROR(INDEX('SISPSN 2023'!P$3:P$442,MATCH($C338,'SISPSN 2023'!$J$3:$J$442,0)),\"\")","v":3631.6},{"$f":"IFERROR(INDEX('SISPSN 2023'!Q$3:Q$442,MATCH($C338,'SISPSN 2023'!$J$3:$J$442,0)),\"\")","v":36.65},{"$f":"IFERROR(INDEX('SISPSN 2023'!R$3:R$442,MATCH($C338,'SISPSN 2023'!$J$3:$J$442,0)),\"\")","v":17.89},{"$f":"IFERROR(INDEX('SISPSN 2023'!S$3:S$442,MATCH($C338,'SISPSN 2023'!$J$3:$J$442,0)),\"\")","v":0},{"$f":"IFERROR(INDEX('SISPSN 2023'!T$3:T$442,MATCH($C338,'SISPSN 2023'!$J$3:$J$442,0)),\"\")","v":0.18},{"$f":"IFERROR(INDEX('SISPSN 2023'!U$3:U$442,MATCH($C338,'SISPSN 2023'!$J$3:$J$442,0)),\"\")","v":"P 2"},null,0.29987077849036164,5.4781808747020485E-4,0.10936688724163454,0.10991470532910473,5.4146218700784328E-4,0,{"$f":"IFERROR(PERCENTRANK(_xlfn._xlws.FILTER($AD$4:$AD$547,$AD$4:$AD$547<>\"\"),AD338),\"\")","v":""},0.185,0.44700000000000001,0.22900000000000001]
["Nusa Tenggara Timur","Nusa Tenggara Timur","Sumba Timur",255498,2022,null,"Nusa Tenggara Timur","Nusa Tenggara Timur","Sumba Timur",65.739999999999995,66.17,67.05,0.16700000000000001,0,{"$f":"IFERROR(INDEX('SISPSN 2023'!H$3:H$442,MATCH($C339,'SISPSN 2023'!$J$3:$J$442,0)),\"\")","v":""},{"$f":"IFERROR(INDEX('SISPSN 2023'!I$3:I$442,MATCH($C339,'SISPSN 2023'!$J$3:$J$442,0)),\"\")","v":""},{"$f":"IFERROR(INDEX('SISPSN 2023'!J$3:J$442,MATCH($C339,'SISPSN 2023'!$J$3:$J$442,0)),\"\")","v":""},{"$f":"IFERROR(INDEX('SISPSN 2023'!K$3:K$442,MATCH($C339,'SISPSN 2023'!$J$3:$J$442,0)),\"\")","v":""},{"$f":"IFERROR(INDEX('SISPSN 2023'!L$3:L$442,MATCH($C339,'SISPSN 2023'!$J$3:$J$442,0)),\"\")","v":""},{"$f":"IFERROR(INDEX('SISPSN 2023'!M$3:M$442,MATCH($C339,'SISPSN 2023'!$J$3:$J$442,0)),\"\")","v":""},{"$f":"IFERROR(INDEX('SISPSN 2023'!N$3:N$442,MATCH($C339,'SISPSN 2023'!$J$3:$J$442,0)),\"\")","v":""},{"$f":"IFERROR(INDEX('SISPSN 2023'!O$3:O$442,MATCH($C339,'SISPSN 2023'!$J$3:$J$442,0)),\"\")","v":""},{"$f":"IFERROR(INDEX('SISPSN 2023'!P$3:P$442,MATCH($C339,'SISPSN 2023'!$J$3:$J$442,0)),\"\")","v":""},{"$f":"IFERROR(INDEX('SISPSN 2023'!Q$3:Q$442,MATCH($C339,'SISPSN 2023'!$J$3:$J$442,0)),\"\")","v":""},{"$f":"IFERROR(INDEX('SISPSN 2023'!R$3:R$442,MATCH($C339,'SISPSN 2023'!$J$3:$J$442,0)),\"\")","v":""},{"$f":"IFERROR(INDEX('SISPSN 2023'!S$3:S$442,MATCH($C339,'SISPSN 2023'!$J$3:$J$442,0)),\"\")","v":""},{"$f":"IFERROR(INDEX('SISPSN 2023'!T$3:T$442,MATCH($C339,'SISPSN 2023'!$J$3:$J$442,0)),\"\")","v":""},{"$f":"IFERROR(INDEX('SISPSN 2023'!U$3:U$442,MATCH($C339,'SISPSN 2023'!$J$3:$J$442,0)),\"\")","v":""},null,{"$error":"#VALUE!"},{"$error":"#VALUE!"},{"$error":"#VALUE!"},{"$error":"#VALUE!"},{"$error":"#VALUE!"},{"$error":"#VALUE!"},{"$f":"IFERROR(PERCENTRANK(_xlfn._xlws.FILTER($AD$4:$AD$547,$AD$4:$AD$547<>\"\"),AD339),\"\")","v":""},{"$error":"#VALUE!"},{"$error":"#VALUE!"},{"$error":"#VALUE!"}]
["Nusa Tenggara Timur","Nusa Tenggara Timur","Timor Tengah Selatan",474521,2022,null,"Nusa Tenggara Timur","Nusa Tenggara Timur","Timor Tengah Selatan",62.16,62.73,63.58,6.5000000000000002E-2,0,{"$f":"IFERROR(INDEX('SISPSN 2023'!H$3:H$442,MATCH($C340,'SISPSN 2023'!$J$3:$J$442,0)),\"\")","v":""},{"$f":"IFERROR(INDEX('SISPSN 2023'!I$3:I$442,MATCH($C340,'SISPSN 2023'!$J$3:$J$442,0)),\"\")","v":""},{"$f":"IFERROR(INDEX('SISPSN 2023'!J$3:J$442,MATCH($C340,'SISPSN 2023'!$J$3:$J$442,0)),\"\")","v":""},{"$f":"IFERROR(INDEX('SISPSN 2023'!K$3:K$442,MATCH($C340,'SISPSN 2023'!$J$3:$J$442,0)),\"\")","v":""},{"$f":"IFERROR(INDEX('SISPSN 2023'!L$3:L$442,MATCH($C340,'SISPSN 2023'!$J$3:$J$442,0)),\"\")","v":""},{"$f":"IFERROR(INDEX('SISPSN 2023'!M$3:M$442,MATCH($C340,'SISPSN 2023'!$J$3:$J$442,0)),\"\")","v":""},{"$f":"IFERROR(INDEX('SISPSN 2023'!N$3:N$442,MATCH($C340,'SISPSN 2023'!$J$3:$J$442,0)),\"\")","v":""},{"$f":"IFERROR(INDEX('SISPSN 2023'!O$3:O$442,MATCH($C340,'SISPSN 2023'!$J$3:$J$442,0)),\"\")","v":""},{"$f":"IFERROR(INDEX('SISPSN 2023'!P$3:P$442,MATCH($C340,'SISPSN 2023'!$J$3:$J$442,0)),\"\")","v":""},{"$f":"IFERROR(INDEX('SISPSN 2023'!Q$3:Q$442,MATCH($C340,'SISPSN 2023'!$J$3:$J$442,0)),\"\")","v":""},{"$f":"IFERROR(INDEX('SISPSN 2023'!R$3:R$442,MATCH($C340,'SISPSN 2023'!$J$3:$J$442,0)),\"\")","v":""},{"$f":"IFERROR(INDEX('SISPSN 2023'!S$3:S$442,MATCH($C340,'SISPSN 2023'!$J$3:$J$442,0)),\"\")","v":""},{"$f":"IFERROR(INDEX('SISPSN 2023'!T$3:T$442,MATCH($C340,'SISPSN 2023'!$J$3:$J$442,0)),\"\")","v":""},{"$f":"IFERROR(INDEX('SISPSN 2023'!U$3:U$442,MATCH($C340,'SISPSN 2023'!$J$3:$J$442,0)),\"\")","v":""},null,{"$error":"#VALUE!"},{"$error":"#VALUE!"},{"$error":"#VALUE!"},{"$error":"#VALUE!"},{"$error":"#VALUE!"},{"$error":"#VALUE!"},{"$f":"IFERROR(PERCENTRANK(_xlfn._xlws.FILTER($AD$4:$AD$547,$AD$4:$AD$547<>\"\"),AD340),\"\")","v":""},{"$error":"#VALUE!"},{"$error":"#VALUE!"},{"$error":"#VALUE!"}]
["Nusa Tenggara Timur","Nusa Tenggara Timur","Kab. Timor Tengah Utara",271277,2022,null,"Nusa Tenggara Timur","Nusa Tenggara Timur","Timor Tengah Utara",63.69,64.260000000000005,65.16,9.1999999999999998E-2,1,{"$f":"IFERROR(INDEX('SISPSN 2023'!H$3:H$442,MATCH($C341,'SISPSN 2023'!$J$3:$J$442,0)),\"\")","v":2023},{"$f":"IFERROR(INDEX('SISPSN 2023'!I$3:I$442,MATCH($C341,'SISPSN 2023'!$J$3:$J$442,0)),\"\")","v":"Nusa Tenggara Timur"},{"$f":"IFERROR(INDEX('SISPSN 2023'!J$3:J$442,MATCH($C341,'SISPSN 2023'!$J$3:$J$442,0)),\"\")","v":"Kab. Timor Tengah Utara"},{"$f":"IFERROR(INDEX('SISPSN 2023'!K$3:K$442,MATCH($C341,'SISPSN 2023'!$J$3:$J$442,0)),\"\")","v":39137.78},{"$f":"IFERROR(INDEX('SISPSN 2023'!L$3:L$442,MATCH($C341,'SISPSN 2023'!$J$3:$J$442,0)),\"\")","v":0},{"$f":"IFERROR(INDEX('SISPSN 2023'!M$3:M$442,MATCH($C341,'SISPSN 2023'!$J$3:$J$442,0)),\"\")","v":0},{"$f":"IFERROR(INDEX('SISPSN 2023'!N$3:N$442,MATCH($C341,'SISPSN 2023'!$J$3:$J$442,0)),\"\")","v":1927.2},{"$f":"IFERROR(INDEX('SISPSN 2023'!O$3:O$442,MATCH($C341,'SISPSN 2023'!$J$3:$J$442,0)),\"\")","v":4.92},{"$f":"IFERROR(INDEX('SISPSN 2023'!P$3:P$442,MATCH($C341,'SISPSN 2023'!$J$3:$J$442,0)),\"\")","v":1927.2},{"$f":"IFERROR(INDEX('SISPSN 2023'!Q$3:Q$442,MATCH($C341,'SISPSN 2023'!$J$3:$J$442,0)),\"\")","v":4.92},{"$f":"IFERROR(INDEX('SISPSN 2023'!R$3:R$442,MATCH($C341,'SISPSN 2023'!$J$3:$J$442,0)),\"\")","v":0},{"$f":"IFERROR(INDEX('SISPSN 2023'!S$3:S$442,MATCH($C341,'SISPSN 2023'!$J$3:$J$442,0)),\"\")","v":0},{"$f":"IFERROR(INDEX('SISPSN 2023'!T$3:T$442,MATCH($C341,'SISPSN 2023'!$J$3:$J$442,0)),\"\")","v":0},{"$f":"IFERROR(INDEX('SISPSN 2023'!U$3:U$442,MATCH($C341,'SISPSN 2023'!$J$3:$J$442,0)),\"\")","v":"P 2"},null,0.39526681038402794,0,1.9463500407332725E-2,1.9463500407332725E-2,0,0,{"$f":"IFERROR(PERCENTRANK(_xlfn._xlws.FILTER($AD$4:$AD$547,$AD$4:$AD$547<>\"\"),AD341),\"\")","v":""},0,2.1999999999999999E-2,0]
["Nusa Tenggara Timur","total","total",5569068,2022,null,"Nusa Tenggara Timur","total","Nusa Tenggara Timur",65.28,65.900000000000006,66.680000000000007,0.14599999999999999,0,{"$f":"IFERROR(INDEX('SISPSN 2023'!H$3:H$442,MATCH($C342,'SISPSN 2023'!$J$3:$J$442,0)),\"\")","v":""},{"$f":"IFERROR(INDEX('SISPSN 2023'!I$3:I$442,MATCH($C342,'SISPSN 2023'!$J$3:$J$442,0)),\"\")","v":""},{"$f":"IFERROR(INDEX('SISPSN 2023'!J$3:J$442,MATCH($C342,'SISPSN 2023'!$J$3:$J$442,0)),\"\")","v":""},{"$f":"IFERROR(INDEX('SISPSN 2023'!K$3:K$442,MATCH($C342,'SISPSN 2023'!$J$3:$J$442,0)),\"\")","v":""},{"$f":"IFERROR(INDEX('SISPSN 2023'!L$3:L$442,MATCH($C342,'SISPSN 2023'!$J$3:$J$442,0)),\"\")","v":""},{"$f":"IFERROR(INDEX('SISPSN 2023'!M$3:M$442,MATCH($C342,'SISPSN 2023'!$J$3:$J$442,0)),\"\")","v":""},{"$f":"IFERROR(INDEX('SISPSN 2023'!N$3:N$442,MATCH($C342,'SISPSN 2023'!$J$3:$J$442,0)),\"\")","v":""},{"$f":"IFERROR(INDEX('SISPSN 2023'!O$3:O$442,MATCH($C342,'SISPSN 2023'!$J$3:$J$442,0)),\"\")","v":""},{"$f":"IFERROR(INDEX('SISPSN 2023'!P$3:P$442,MATCH($C342,'SISPSN 2023'!$J$3:$J$442,0)),\"\")","v":""},{"$f":"IFERROR(INDEX('SISPSN 2023'!Q$3:Q$442,MATCH($C342,'SISPSN 2023'!$J$3:$J$442,0)),\"\")","v":""},{"$f":"IFERROR(INDEX('SISPSN 2023'!R$3:R$442,MATCH($C342,'SISPSN 2023'!$J$3:$J$442,0)),\"\")","v":""},{"$f":"IFERROR(INDEX('SISPSN 2023'!S$3:S$442,MATCH($C342,'SISPSN 2023'!$J$3:$J$442,0)),\"\")","v":""},{"$f":"IFERROR(INDEX('SISPSN 2023'!T$3:T$442,MATCH($C342,'SISPSN 2023'!$J$3:$J$442,0)),\"\")","v":""},{"$f":"IFERROR(INDEX('SISPSN 2023'!U$3:U$442,MATCH($C342,'SISPSN 2023'!$J$3:$J$442,0)),\"\")","v":""},null,{"$error":"#VALUE!"},{"$error":"#VALUE!"},{"$error":"#VALUE!"},{"$error":"#VALUE!"},{"$error":"#VALUE!"},{"$error":"#VALUE!"},{"$f":"IFERROR(PERCENTRANK(_xlfn._xlws.FILTER($AD$4:$AD$547,$AD$4:$AD$547<>\"\"),AD342),\"\")","v":""},{"$error":"#VALUE!"},{"$error":"#VALUE!"},{"$error":"#VALUE!"}]
["Papua","Papua","Kab. Asmat",113524,2022,null,"Papua","Papua","Asmat",51.29,52.22,53.19,2.1999999999999999E-2,1,{"$f":"IFERROR(INDEX('SISPSN 2023'!H$3:H$442,MATCH($C343,'SISPSN 2023'!$J$3:$J$442,0)),\"\")","v":2023},{"$f":"IFERROR(INDEX('SISPSN 2023'!I$3:I$442,MATCH($C343,'SISPSN 2023'!$J$3:$J$442,0)),\"\")","v":"Papua Selatan"},{"$f":"IFERROR(INDEX('SISPSN 2023'!J$3:J$442,MATCH($C343,'SISPSN 2023'!$J$3:$J$442,0)),\"\")","v":"Kab. Asmat"},{"$f":"IFERROR(INDEX('SISPSN 2023'!K$3:K$442,MATCH($C343,'SISPSN 2023'!$J$3:$J$442,0)),\"\")","v":16965.2},{"$f":"IFERROR(INDEX('SISPSN 2023'!L$3:L$442,MATCH($C343,'SISPSN 2023'!$J$3:$J$442,0)),\"\")","v":165.3},{"$f":"IFERROR(INDEX('SISPSN 2023'!M$3:M$442,MATCH($C343,'SISPSN 2023'!$J$3:$J$442,0)),\"\")","v":0.97},{"$f":"IFERROR(INDEX('SISPSN 2023'!N$3:N$442,MATCH($C343,'SISPSN 2023'!$J$3:$J$442,0)),\"\")","v":3467.5},{"$f":"IFERROR(INDEX('SISPSN 2023'!O$3:O$442,MATCH($C343,'SISPSN 2023'!$J$3:$J$442,0)),\"\")","v":20.440000000000001},{"$f":"IFERROR(INDEX('SISPSN 2023'!P$3:P$442,MATCH($C343,'SISPSN 2023'!$J$3:$J$442,0)),\"\")","v":3632.8},{"$f":"IFERROR(INDEX('SISPSN 2023'!Q$3:Q$442,MATCH($C343,'SISPSN 2023'!$J$3:$J$442,0)),\"\")","v":21.41},{"$f":"IFERROR(INDEX('SISPSN 2023'!R$3:R$442,MATCH($C343,'SISPSN 2023'!$J$3:$J$442,0)),\"\")","v":153.30000000000001},{"$f":"IFERROR(INDEX('SISPSN 2023'!S$3:S$442,MATCH($C343,'SISPSN 2023'!$J$3:$J$442,0)),\"\")","v":0},{"$f":"IFERROR(INDEX('SISPSN 2023'!T$3:T$442,MATCH($C343,'SISPSN 2023'!$J$3:$J$442,0)),\"\")","v":0.9},{"$f":"IFERROR(INDEX('SISPSN 2023'!U$3:U$442,MATCH($C343,'SISPSN 2023'!$J$3:$J$442,0)),\"\")","v":"P 2"},null,0.40942884324019591,3.9892596484335215E-3,8.3682745498749156E-2,8.767200514718268E-2,3.6996582220499633E-3,0,{"$f":"IFERROR(PERCENTRANK(_xlfn._xlws.FILTER($AD$4:$AD$547,$AD$4:$AD$547<>\"\"),AD343),\"\")","v":""},0.248,0.22,0.29199999999999998]
["Papua","Papua","Kab. Biak Numfor",135796,2022,null,"Papua","Papua","Biak Numfor",72.33,72.849999999999994,73.459999999999994,0.60199999999999998,1,{"$f":"IFERROR(INDEX('SISPSN 2023'!H$3:H$442,MATCH($C344,'SISPSN 2023'!$J$3:$J$442,0)),\"\")","v":2023},{"$f":"IFERROR(INDEX('SISPSN 2023'!I$3:I$442,MATCH($C344,'SISPSN 2023'!$J$3:$J$442,0)),\"\")","v":"Papua"},{"$f":"IFERROR(INDEX('SISPSN 2023'!J$3:J$442,MATCH($C344,'SISPSN 2023'!$J$3:$J$442,0)),\"\")","v":"Kab. Biak Numfor"},{"$f":"IFERROR(INDEX('SISPSN 2023'!K$3:K$442,MATCH($C344,'SISPSN 2023'!$J$3:$J$442,0)),\"\")","v":21434.55},{"$f":"IFERROR(INDEX('SISPSN 2023'!L$3:L$442,MATCH($C344,'SISPSN 2023'!$J$3:$J$442,0)),\"\")","v":3983.99},{"$f":"IFERROR(INDEX('SISPSN 2023'!M$3:M$442,MATCH($C344,'SISPSN 2023'!$J$3:$J$442,0)),\"\")","v":18.59},{"$f":"IFERROR(INDEX('SISPSN 2023'!N$3:N$442,MATCH($C344,'SISPSN 2023'!$J$3:$J$442,0)),\"\")","v":16808.25},{"$f":"IFERROR(INDEX('SISPSN 2023'!O$3:O$442,MATCH($C344,'SISPSN 2023'!$J$3:$J$442,0)),\"\")","v":78.42},{"$f":"IFERROR(INDEX('SISPSN 2023'!P$3:P$442,MATCH($C344,'SISPSN 2023'!$J$3:$J$442,0)),\"\")","v":20792.240000000002},{"$f":"IFERROR(INDEX('SISPSN 2023'!Q$3:Q$442,MATCH($C344,'SISPSN 2023'!$J$3:$J$442,0)),\"\")","v":97},{"$f":"IFERROR(INDEX('SISPSN 2023'!R$3:R$442,MATCH($C344,'SISPSN 2023'!$J$3:$J$442,0)),\"\")","v":3594.46},{"$f":"IFERROR(INDEX('SISPSN 2023'!S$3:S$442,MATCH($C344,'SISPSN 2023'!$J$3:$J$442,0)),\"\")","v":18.25},{"$f":"IFERROR(INDEX('SISPSN 2023'!T$3:T$442,MATCH($C344,'SISPSN 2023'!$J$3:$J$442,0)),\"\")","v":16.850000000000001},{"$f":"IFERROR(INDEX('SISPSN 2023'!U$3:U$442,MATCH($C344,'SISPSN 2023'!$J$3:$J$442,0)),\"\")","v":"P 2"},null,0.43244863265889971,8.0378222450517026E-2,0.33911160858935463,0.4194898310398717,7.2519335005731808E-2,3.6819935786031987E-4,{"$f":"IFERROR(PERCENTRANK(_xlfn._xlws.FILTER($AD$4:$AD$547,$AD$4:$AD$547<>\"\"),AD344),\"\")","v":""},0.76700000000000002,0.91400000000000003,0.751]
["Papua","Papua","Kab. Boven Digoel",65193,2022,null,"Papua","Papua","Boven Digoel",61.62,62.52,63.46,6.0999999999999999E-2,1,{"$f":"IFERROR(INDEX('SISPSN 2023'!H$3:H$442,MATCH($C345,'SISPSN 2023'!$J$3:$J$442,0)),\"\")","v":2023},{"$f":"IFERROR(INDEX('SISPSN 2023'!I$3:I$442,MATCH($C345,'SISPSN 2023'!$J$3:$J$442,0)),\"\")","v":"Papua Selatan"},{"$f":"IFERROR(INDEX('SISPSN 2023'!J$3:J$442,MATCH($C345,'SISPSN 2023'!$J$3:$J$442,0)),\"\")","v":"Kab. Boven Digoel"},{"$f":"IFERROR(INDEX('SISPSN 2023'!K$3:K$442,MATCH($C345,'SISPSN 2023'!$J$3:$J$442,0)),\"\")","v":9518.18},{"$f":"IFERROR(INDEX('SISPSN 2023'!L$3:L$442,MATCH($C345,'SISPSN 2023'!$J$3:$J$442,0)),\"\")","v":121.62},{"$f":"IFERROR(INDEX('SISPSN 2023'!M$3:M$442,MATCH($C345,'SISPSN 2023'!$J$3:$J$442,0)),\"\")","v":1.28},{"$f":"IFERROR(INDEX('SISPSN 2023'!N$3:N$442,MATCH($C345,'SISPSN 2023'!$J$3:$J$442,0)),\"\")","v":2153.5},{"$f":"IFERROR(INDEX('SISPSN 2023'!O$3:O$442,MATCH($C345,'SISPSN 2023'!$J$3:$J$442,0)),\"\")","v":22.63},{"$f":"IFERROR(INDEX('SISPSN 2023'!P$3:P$442,MATCH($C345,'SISPSN 2023'!$J$3:$J$442,0)),\"\")","v":2275.12},{"$f":"IFERROR(INDEX('SISPSN 2023'!Q$3:Q$442,MATCH($C345,'SISPSN 2023'!$J$3:$J$442,0)),\"\")","v":23.9},{"$f":"IFERROR(INDEX('SISPSN 2023'!R$3:R$442,MATCH($C345,'SISPSN 2023'!$J$3:$J$442,0)),\"\")","v":121.62},{"$f":"IFERROR(INDEX('SISPSN 2023'!S$3:S$442,MATCH($C345,'SISPSN 2023'!$J$3:$J$442,0)),\"\")","v":0},{"$f":"IFERROR(INDEX('SISPSN 2023'!T$3:T$442,MATCH($C345,'SISPSN 2023'!$J$3:$J$442,0)),\"\")","v":1.28},{"$f":"IFERROR(INDEX('SISPSN 2023'!U$3:U$442,MATCH($C345,'SISPSN 2023'!$J$3:$J$442,0)),\"\")","v":"P 2"},null,0.40000008404969944,5.1110622222026109E-3,9.0500513858849871E-2,9.5611576081052488E-2,5.1110622222026109E-3,0,{"$f":"IFERROR(PERCENTRANK(_xlfn._xlws.FILTER($AD$4:$AD$547,$AD$4:$AD$547<>\"\"),AD345),\"\")","v":""},0.26700000000000002,0.251,0.309]
["Papua","Papua","Deiyai",102168,2022,null,"Papua","Papua","Deiyai",49.96,50.42,51.18,1.6E-2,0,{"$f":"IFERROR(INDEX('SISPSN 2023'!H$3:H$442,MATCH($C346,'SISPSN 2023'!$J$3:$J$442,0)),\"\")","v":""},{"$f":"IFERROR(INDEX('SISPSN 2023'!I$3:I$442,MATCH($C346,'SISPSN 2023'!$J$3:$J$442,0)),\"\")","v":""},{"$f":"IFERROR(INDEX('SISPSN 2023'!J$3:J$442,MATCH($C346,'SISPSN 2023'!$J$3:$J$442,0)),\"\")","v":""},{"$f":"IFERROR(INDEX('SISPSN 2023'!K$3:K$442,MATCH($C346,'SISPSN 2023'!$J$3:$J$442,0)),\"\")","v":""},{"$f":"IFERROR(INDEX('SISPSN 2023'!L$3:L$442,MATCH($C346,'SISPSN 2023'!$J$3:$J$442,0)),\"\")","v":""},{"$f":"IFERROR(INDEX('SISPSN 2023'!M$3:M$442,MATCH($C346,'SISPSN 2023'!$J$3:$J$442,0)),\"\")","v":""},{"$f":"IFERROR(INDEX('SISPSN 2023'!N$3:N$442,MATCH($C346,'SISPSN 2023'!$J$3:$J$442,0)),\"\")","v":""},{"$f":"IFERROR(INDEX('SISPSN 2023'!O$3:O$442,MATCH($C346,'SISPSN 2023'!$J$3:$J$442,0)),\"\")","v":""},{"$f":"IFERROR(INDEX('SISPSN 2023'!P$3:P$442,MATCH($C346,'SISPSN 2023'!$J$3:$J$442,0)),\"\")","v":""},{"$f":"IFERROR(INDEX('SISPSN 2023'!Q$3:Q$442,MATCH($C346,'SISPSN 2023'!$J$3:$J$442,0)),\"\")","v":""},{"$f":"IFERROR(INDEX('SISPSN 2023'!R$3:R$442,MATCH($C346,'SISPSN 2023'!$J$3:$J$442,0)),\"\")","v":""},{"$f":"IFERROR(INDEX('SISPSN 2023'!S$3:S$442,MATCH($C346,'SISPSN 2023'!$J$3:$J$442,0)),\"\")","v":""},{"$f":"IFERROR(INDEX('SISPSN 2023'!T$3:T$442,MATCH($C346,'SISPSN 2023'!$J$3:$J$442,0)),\"\")","v":""},{"$f":"IFERROR(INDEX('SISPSN 2023'!U$3:U$442,MATCH($C346,'SISPSN 2023'!$J$3:$J$442,0)),\"\")","v":""},null,{"$error":"#VALUE!"},{"$error":"#VALUE!"},{"$error":"#VALUE!"},{"$error":"#VALUE!"},{"$error":"#VALUE!"},{"$error":"#VALUE!"},{"$f":"IFERROR(PERCENTRANK(_xlfn._xlws.FILTER($AD$4:$AD$547,$AD$4:$AD$547<>\"\"),AD346),\"\")","v":""},{"$error":"#VALUE!"},{"$error":"#VALUE!"},{"$error":"#VALUE!"}]
["Papua","Papua","Dogiyai",119815,2022,null,"Papua","Papua","Dogiyai",55,55.72,56.7,2.8000000000000001E-2,0,{"$f":"IFERROR(INDEX('SISPSN 2023'!H$3:H$442,MATCH($C347,'SISPSN 2023'!$J$3:$J$442,0)),\"\")","v":""},{"$f":"IFERROR(INDEX('SISPSN 2023'!I$3:I$442,MATCH($C347,'SISPSN 2023'!$J$3:$J$442,0)),\"\")","v":""},{"$f":"IFERROR(INDEX('SISPSN 2023'!J$3:J$442,MATCH($C347,'SISPSN 2023'!$J$3:$J$442,0)),\"\")","v":""},{"$f":"IFERROR(INDEX('SISPSN 2023'!K$3:K$442,MATCH($C347,'SISPSN 2023'!$J$3:$J$442,0)),\"\")","v":""},{"$f":"IFERROR(INDEX('SISPSN 2023'!L$3:L$442,MATCH($C347,'SISPSN 2023'!$J$3:$J$442,0)),\"\")","v":""},{"$f":"IFERROR(INDEX('SISPSN 2023'!M$3:M$442,MATCH($C347,'SISPSN 2023'!$J$3:$J$442,0)),\"\")","v":""},{"$f":"IFERROR(INDEX('SISPSN 2023'!N$3:N$442,MATCH($C347,'SISPSN 2023'!$J$3:$J$442,0)),\"\")","v":""},{"$f":"IFERROR(INDEX('SISPSN 2023'!O$3:O$442,MATCH($C347,'SISPSN 2023'!$J$3:$J$442,0)),\"\")","v":""},{"$f":"IFERROR(INDEX('SISPSN 2023'!P$3:P$442,MATCH($C347,'SISPSN 2023'!$J$3:$J$442,0)),\"\")","v":""},{"$f":"IFERROR(INDEX('SISPSN 2023'!Q$3:Q$442,MATCH($C347,'SISPSN 2023'!$J$3:$J$442,0)),\"\")","v":""},{"$f":"IFERROR(INDEX('SISPSN 2023'!R$3:R$442,MATCH($C347,'SISPSN 2023'!$J$3:$J$442,0)),\"\")","v":""},{"$f":"IFERROR(INDEX('SISPSN 2023'!S$3:S$442,MATCH($C347,'SISPSN 2023'!$J$3:$J$442,0)),\"\")","v":""},{"$f":"IFERROR(INDEX('SISPSN 2023'!T$3:T$442,MATCH($C347,'SISPSN 2023'!$J$3:$J$442,0)),\"\")","v":""},{"$f":"IFERROR(INDEX('SISPSN 2023'!U$3:U$442,MATCH($C347,'SISPSN 2023'!$J$3:$J$442,0)),\"\")","v":""},null,{"$error":"#VALUE!"},{"$error":"#VALUE!"},{"$error":"#VALUE!"},{"$error":"#VALUE!"},{"$error":"#VALUE!"},{"$error":"#VALUE!"},{"$f":"IFERROR(PERCENTRANK(_xlfn._xlws.FILTER($AD$4:$AD$547,$AD$4:$AD$547<>\"\"),AD347),\"\")","v":""},{"$error":"#VALUE!"},{"$error":"#VALUE!"},{"$error":"#VALUE!"}]
["Papua","Papua","Intan Jaya",139236,2022,null,"Papua","Papua","Intan Jaya",48.34,49.25,50.19,6.0000000000000001E-3,0,{"$f":"IFERROR(INDEX('SISPSN 2023'!H$3:H$442,MATCH($C348,'SISPSN 2023'!$J$3:$J$442,0)),\"\")","v":""},{"$f":"IFERROR(INDEX('SISPSN 2023'!I$3:I$442,MATCH($C348,'SISPSN 2023'!$J$3:$J$442,0)),\"\")","v":""},{"$f":"IFERROR(INDEX('SISPSN 2023'!J$3:J$442,MATCH($C348,'SISPSN 2023'!$J$3:$J$442,0)),\"\")","v":""},{"$f":"IFERROR(INDEX('SISPSN 2023'!K$3:K$442,MATCH($C348,'SISPSN 2023'!$J$3:$J$442,0)),\"\")","v":""},{"$f":"IFERROR(INDEX('SISPSN 2023'!L$3:L$442,MATCH($C348,'SISPSN 2023'!$J$3:$J$442,0)),\"\")","v":""},{"$f":"IFERROR(INDEX('SISPSN 2023'!M$3:M$442,MATCH($C348,'SISPSN 2023'!$J$3:$J$442,0)),\"\")","v":""},{"$f":"IFERROR(INDEX('SISPSN 2023'!N$3:N$442,MATCH($C348,'SISPSN 2023'!$J$3:$J$442,0)),\"\")","v":""},{"$f":"IFERROR(INDEX('SISPSN 2023'!O$3:O$442,MATCH($C348,'SISPSN 2023'!$J$3:$J$442,0)),\"\")","v":""},{"$f":"IFERROR(INDEX('SISPSN 2023'!P$3:P$442,MATCH($C348,'SISPSN 2023'!$J$3:$J$442,0)),\"\")","v":""},{"$f":"IFERROR(INDEX('SISPSN 2023'!Q$3:Q$442,MATCH($C348,'SISPSN 2023'!$J$3:$J$442,0)),\"\")","v":""},{"$f":"IFERROR(INDEX('SISPSN 2023'!R$3:R$442,MATCH($C348,'SISPSN 2023'!$J$3:$J$442,0)),\"\")","v":""},{"$f":"IFERROR(INDEX('SISPSN 2023'!S$3:S$442,MATCH($C348,'SISPSN 2023'!$J$3:$J$442,0)),\"\")","v":""},{"$f":"IFERROR(INDEX('SISPSN 2023'!T$3:T$442,MATCH($C348,'SISPSN 2023'!$J$3:$J$442,0)),\"\")","v":""},{"$f":"IFERROR(INDEX('SISPSN 2023'!U$3:U$442,MATCH($C348,'SISPSN 2023'!$J$3:$J$442,0)),\"\")","v":""},null,{"$error":"#VALUE!"},{"$error":"#VALUE!"},{"$error":"#VALUE!"},{"$error":"#VALUE!"},{"$error":"#VALUE!"},{"$error":"#VALUE!"},{"$f":"IFERROR(PERCENTRANK(_xlfn._xlws.FILTER($AD$4:$AD$547,$AD$4:$AD$547<>\"\"),AD348),\"\")","v":""},{"$error":"#VALUE!"},{"$error":"#VALUE!"},{"$error":"#VALUE!"}]
["Papua","Papua","Kota Jayapura",171331,2022,null,"Papua","Papua","Jayapura",72.03,72.67,73.5,0.60599999999999998,1,{"$f":"IFERROR(INDEX('SISPSN 2023'!H$3:H$442,MATCH($C349,'SISPSN 2023'!$J$3:$J$442,0)),\"\")","v":2023},{"$f":"IFERROR(INDEX('SISPSN 2023'!I$3:I$442,MATCH($C349,'SISPSN 2023'!$J$3:$J$442,0)),\"\")","v":"Papua"},{"$f":"IFERROR(INDEX('SISPSN 2023'!J$3:J$442,MATCH($C349,'SISPSN 2023'!$J$3:$J$442,0)),\"\")","v":"Kota Jayapura"},{"$f":"IFERROR(INDEX('SISPSN 2023'!K$3:K$442,MATCH($C349,'SISPSN 2023'!$J$3:$J$442,0)),\"\")","v":88282.84},{"$f":"IFERROR(INDEX('SISPSN 2023'!L$3:L$442,MATCH($C349,'SISPSN 2023'!$J$3:$J$442,0)),\"\")","v":4478.54},{"$f":"IFERROR(INDEX('SISPSN 2023'!M$3:M$442,MATCH($C349,'SISPSN 2023'!$J$3:$J$442,0)),\"\")","v":5.07},{"$f":"IFERROR(INDEX('SISPSN 2023'!N$3:N$442,MATCH($C349,'SISPSN 2023'!$J$3:$J$442,0)),\"\")","v":69368.25},{"$f":"IFERROR(INDEX('SISPSN 2023'!O$3:O$442,MATCH($C349,'SISPSN 2023'!$J$3:$J$442,0)),\"\")","v":78.58},{"$f":"IFERROR(INDEX('SISPSN 2023'!P$3:P$442,MATCH($C349,'SISPSN 2023'!$J$3:$J$442,0)),\"\")","v":73846.8},{"$f":"IFERROR(INDEX('SISPSN 2023'!Q$3:Q$442,MATCH($C349,'SISPSN 2023'!$J$3:$J$442,0)),\"\")","v":83.65},{"$f":"IFERROR(INDEX('SISPSN 2023'!R$3:R$442,MATCH($C349,'SISPSN 2023'!$J$3:$J$442,0)),\"\")","v":3163.52},{"$f":"IFERROR(INDEX('SISPSN 2023'!S$3:S$442,MATCH($C349,'SISPSN 2023'!$J$3:$J$442,0)),\"\")","v":0},{"$f":"IFERROR(INDEX('SISPSN 2023'!T$3:T$442,MATCH($C349,'SISPSN 2023'!$J$3:$J$442,0)),\"\")","v":3.58},{"$f":"IFERROR(INDEX('SISPSN 2023'!U$3:U$442,MATCH($C349,'SISPSN 2023'!$J$3:$J$442,0)),\"\")","v":"P 2"},null,1.4117164699940348,7.1615601395776163E-2,1.1092563517401988,1.1808721130443411,5.0587331435594143E-2,0,{"$f":"IFERROR(PERCENTRANK(_xlfn._xlws.FILTER($AD$4:$AD$547,$AD$4:$AD$547<>\"\"),AD349),\"\")","v":""},0.4,0.92200000000000004,0.4]
["Papua","Papua","Kab. Jayawijaya",277923,2022,null,"Papua","Papua","Jayawijaya",58.67,59.6,60.5,3.6999999999999998E-2,1,{"$f":"IFERROR(INDEX('SISPSN 2023'!H$3:H$442,MATCH($C350,'SISPSN 2023'!$J$3:$J$442,0)),\"\")","v":2023},{"$f":"IFERROR(INDEX('SISPSN 2023'!I$3:I$442,MATCH($C350,'SISPSN 2023'!$J$3:$J$442,0)),\"\")","v":"Papua Pegunungan"},{"$f":"IFERROR(INDEX('SISPSN 2023'!J$3:J$442,MATCH($C350,'SISPSN 2023'!$J$3:$J$442,0)),\"\")","v":"Kab. Jayawijaya"},{"$f":"IFERROR(INDEX('SISPSN 2023'!K$3:K$442,MATCH($C350,'SISPSN 2023'!$J$3:$J$442,0)),\"\")","v":41244.559999999998},{"$f":"IFERROR(INDEX('SISPSN 2023'!L$3:L$442,MATCH($C350,'SISPSN 2023'!$J$3:$J$442,0)),\"\")","v":58.04},{"$f":"IFERROR(INDEX('SISPSN 2023'!M$3:M$442,MATCH($C350,'SISPSN 2023'!$J$3:$J$442,0)),\"\")","v":0.14000000000000001},{"$f":"IFERROR(INDEX('SISPSN 2023'!N$3:N$442,MATCH($C350,'SISPSN 2023'!$J$3:$J$442,0)),\"\")","v":10840.5},{"$f":"IFERROR(INDEX('SISPSN 2023'!O$3:O$442,MATCH($C350,'SISPSN 2023'!$J$3:$J$442,0)),\"\")","v":26.28},{"$f":"IFERROR(INDEX('SISPSN 2023'!P$3:P$442,MATCH($C350,'SISPSN 2023'!$J$3:$J$442,0)),\"\")","v":10898.54},{"$f":"IFERROR(INDEX('SISPSN 2023'!Q$3:Q$442,MATCH($C350,'SISPSN 2023'!$J$3:$J$442,0)),\"\")","v":26.42},{"$f":"IFERROR(INDEX('SISPSN 2023'!R$3:R$442,MATCH($C350,'SISPSN 2023'!$J$3:$J$442,0)),\"\")","v":58.04},{"$f":"IFERROR(INDEX('SISPSN 2023'!S$3:S$442,MATCH($C350,'SISPSN 2023'!$J$3:$J$442,0)),\"\")","v":0},{"$f":"IFERROR(INDEX('SISPSN 2023'!T$3:T$442,MATCH($C350,'SISPSN 2023'!$J$3:$J$442,0)),\"\")","v":0.14000000000000001},{"$f":"IFERROR(INDEX('SISPSN 2023'!U$3:U$442,MATCH($C350,'SISPSN 2023'!$J$3:$J$442,0)),\"\")","v":"P 2"},null,0.40658309863000885,5.7215019494657505E-4,0.1068641314320873,0.10743628162703388,5.7215019494657505E-4,0,{"$f":"IFERROR(PERCENTRANK(_xlfn._xlws.FILTER($AD$4:$AD$547,$AD$4:$AD$547<>\"\"),AD350),\"\")","v":""},0.17599999999999999,0.312,0.22]
["Papua","Papua","Kab. Keerom",62777,2022,null,"Papua","Papua","Keerom",66.489999999999995,67.239999999999995,68.08,0.191,1,{"$f":"IFERROR(INDEX('SISPSN 2023'!H$3:H$442,MATCH($C351,'SISPSN 2023'!$J$3:$J$442,0)),\"\")","v":2023},{"$f":"IFERROR(INDEX('SISPSN 2023'!I$3:I$442,MATCH($C351,'SISPSN 2023'!$J$3:$J$442,0)),\"\")","v":"Papua"},{"$f":"IFERROR(INDEX('SISPSN 2023'!J$3:J$442,MATCH($C351,'SISPSN 2023'!$J$3:$J$442,0)),\"\")","v":"Kab. Keerom"},{"$f":"IFERROR(INDEX('SISPSN 2023'!K$3:K$442,MATCH($C351,'SISPSN 2023'!$J$3:$J$442,0)),\"\")","v":9694.5499999999993},{"$f":"IFERROR(INDEX('SISPSN 2023'!L$3:L$442,MATCH($C351,'SISPSN 2023'!$J$3:$J$442,0)),\"\")","v":4.0199999999999996},{"$f":"IFERROR(INDEX('SISPSN 2023'!M$3:M$442,MATCH($C351,'SISPSN 2023'!$J$3:$J$442,0)),\"\")","v":0.04},{"$f":"IFERROR(INDEX('SISPSN 2023'!N$3:N$442,MATCH($C351,'SISPSN 2023'!$J$3:$J$442,0)),\"\")","v":2529.4499999999998},{"$f":"IFERROR(INDEX('SISPSN 2023'!O$3:O$442,MATCH($C351,'SISPSN 2023'!$J$3:$J$442,0)),\"\")","v":26.09},{"$f":"IFERROR(INDEX('SISPSN 2023'!P$3:P$442,MATCH($C351,'SISPSN 2023'!$J$3:$J$442,0)),\"\")","v":2533.4699999999998},{"$f":"IFERROR(INDEX('SISPSN 2023'!Q$3:Q$442,MATCH($C351,'SISPSN 2023'!$J$3:$J$442,0)),\"\")","v":26.13},{"$f":"IFERROR(INDEX('SISPSN 2023'!R$3:R$442,MATCH($C351,'SISPSN 2023'!$J$3:$J$442,0)),\"\")","v":1.83},{"$f":"IFERROR(INDEX('SISPSN 2023'!S$3:S$442,MATCH($C351,'SISPSN 2023'!$J$3:$J$442,0)),\"\")","v":0},{"$f":"IFERROR(INDEX('SISPSN 2023'!T$3:T$442,MATCH($C351,'SISPSN 2023'!$J$3:$J$442,0)),\"\")","v":0.02},{"$f":"IFERROR(INDEX('SISPSN 2023'!U$3:U$442,MATCH($C351,'SISPSN 2023'!$J$3:$J$442,0)),\"\")","v":"P 2"},null,0.42309143410650574,1.7544162081872317E-4,0.11039074820396005,0.11056618982477877,7.9865215447329216E-5,0,{"$f":"IFERROR(PERCENTRANK(_xlfn._xlws.FILTER($AD$4:$AD$547,$AD$4:$AD$547<>\"\"),AD351),\"\")","v":""},0.13500000000000001,0.30299999999999999,0.17100000000000001]
["Papua","Papua","Kab. Kepulauan Yapen",116107,2022,null,"Papua","Papua","Kepulauan Yapen",67.72,68.41,69.11,0.222,1,{"$f":"IFERROR(INDEX('SISPSN 2023'!H$3:H$442,MATCH($C352,'SISPSN 2023'!$J$3:$J$442,0)),\"\")","v":2023},{"$f":"IFERROR(INDEX('SISPSN 2023'!I$3:I$442,MATCH($C352,'SISPSN 2023'!$J$3:$J$442,0)),\"\")","v":"Papua"},{"$f":"IFERROR(INDEX('SISPSN 2023'!J$3:J$442,MATCH($C352,'SISPSN 2023'!$J$3:$J$442,0)),\"\")","v":"Kab. Kepulauan Yapen"},{"$f":"IFERROR(INDEX('SISPSN 2023'!K$3:K$442,MATCH($C352,'SISPSN 2023'!$J$3:$J$442,0)),\"\")","v":16951.62},{"$f":"IFERROR(INDEX('SISPSN 2023'!L$3:L$442,MATCH($C352,'SISPSN 2023'!$J$3:$J$442,0)),\"\")","v":186.26},{"$f":"IFERROR(INDEX('SISPSN 2023'!M$3:M$442,MATCH($C352,'SISPSN 2023'!$J$3:$J$442,0)),\"\")","v":1.1000000000000001},{"$f":"IFERROR(INDEX('SISPSN 2023'!N$3:N$442,MATCH($C352,'SISPSN 2023'!$J$3:$J$442,0)),\"\")","v":13008.6},{"$f":"IFERROR(INDEX('SISPSN 2023'!O$3:O$442,MATCH($C352,'SISPSN 2023'!$J$3:$J$442,0)),\"\")","v":76.739999999999995},{"$f":"IFERROR(INDEX('SISPSN 2023'!P$3:P$442,MATCH($C352,'SISPSN 2023'!$J$3:$J$442,0)),\"\")","v":13194.86},{"$f":"IFERROR(INDEX('SISPSN 2023'!Q$3:Q$442,MATCH($C352,'SISPSN 2023'!$J$3:$J$442,0)),\"\")","v":77.84},{"$f":"IFERROR(INDEX('SISPSN 2023'!R$3:R$442,MATCH($C352,'SISPSN 2023'!$J$3:$J$442,0)),\"\")","v":182.5},{"$f":"IFERROR(INDEX('SISPSN 2023'!S$3:S$442,MATCH($C352,'SISPSN 2023'!$J$3:$J$442,0)),\"\")","v":0},{"$f":"IFERROR(INDEX('SISPSN 2023'!T$3:T$442,MATCH($C352,'SISPSN 2023'!$J$3:$J$442,0)),\"\")","v":1.08},{"$f":"IFERROR(INDEX('SISPSN 2023'!U$3:U$442,MATCH($C352,'SISPSN 2023'!$J$3:$J$442,0)),\"\")","v":"P 2"},null,0.399999952806876,4.3950956433549543E-3,0.3069582367988149,0.31135333244216984,4.3063725701292773E-3,0,{"$f":"IFERROR(PERCENTRANK(_xlfn._xlws.FILTER($AD$4:$AD$547,$AD$4:$AD$547<>\"\"),AD352),\"\")","v":""},0.25600000000000001,0.9,0.29799999999999999]
["Papua","Papua","Kota Jayapura",410852,2022,null,"Papua","Papua","Kota Jayapura",80.11,80.61,81.14,0.92900000000000005,1,{"$f":"IFERROR(INDEX('SISPSN 2023'!H$3:H$442,MATCH($C353,'SISPSN 2023'!$J$3:$J$442,0)),\"\")","v":2023},{"$f":"IFERROR(INDEX('SISPSN 2023'!I$3:I$442,MATCH($C353,'SISPSN 2023'!$J$3:$J$442,0)),\"\")","v":"Papua"},{"$f":"IFERROR(INDEX('SISPSN 2023'!J$3:J$442,MATCH($C353,'SISPSN 2023'!$J$3:$J$442,0)),\"\")","v":"Kota Jayapura"},{"$f":"IFERROR(INDEX('SISPSN 2023'!K$3:K$442,MATCH($C353,'SISPSN 2023'!$J$3:$J$442,0)),\"\")","v":88282.84},{"$f":"IFERROR(INDEX('SISPSN 2023'!L$3:L$442,MATCH($C353,'SISPSN 2023'!$J$3:$J$442,0)),\"\")","v":4478.54},{"$f":"IFERROR(INDEX('SISPSN 2023'!M$3:M$442,MATCH($C353,'SISPSN 2023'!$J$3:$J$442,0)),\"\")","v":5.07},{"$f":"IFERROR(INDEX('SISPSN 2023'!N$3:N$442,MATCH($C353,'SISPSN 2023'!$J$3:$J$442,0)),\"\")","v":69368.25},{"$f":"IFERROR(INDEX('SISPSN 2023'!O$3:O$442,MATCH($C353,'SISPSN 2023'!$J$3:$J$442,0)),\"\")","v":78.58},{"$f":"IFERROR(INDEX('SISPSN 2023'!P$3:P$442,MATCH($C353,'SISPSN 2023'!$J$3:$J$442,0)),\"\")","v":73846.8},{"$f":"IFERROR(INDEX('SISPSN 2023'!Q$3:Q$442,MATCH($C353,'SISPSN 2023'!$J$3:$J$442,0)),\"\")","v":83.65},{"$f":"IFERROR(INDEX('SISPSN 2023'!R$3:R$442,MATCH($C353,'SISPSN 2023'!$J$3:$J$442,0)),\"\")","v":3163.52},{"$f":"IFERROR(INDEX('SISPSN 2023'!S$3:S$442,MATCH($C353,'SISPSN 2023'!$J$3:$J$442,0)),\"\")","v":0},{"$f":"IFERROR(INDEX('SISPSN 2023'!T$3:T$442,MATCH($C353,'SISPSN 2023'!$J$3:$J$442,0)),\"\")","v":3.58},{"$f":"IFERROR(INDEX('SISPSN 2023'!U$3:U$442,MATCH($C353,'SISPSN 2023'!$J$3:$J$442,0)),\"\")","v":"P 2"},null,0.58870540856694853,2.9864702137849457E-2,0.46257533126283917,0.49244010008470207,2.1095621007544762E-2,0,{"$f":"IFERROR(PERCENTRANK(_xlfn._xlws.FILTER($AD$4:$AD$547,$AD$4:$AD$547<>\"\"),AD353),\"\")","v":""},0.4,0.92200000000000004,0.4]
["Papua","Papua","Lanny Jaya",201461,2022,null,"Papua","Papua","Lanny Jaya",48.68,49.62,50.56,0.01,0,{"$f":"IFERROR(INDEX('SISPSN 2023'!H$3:H$442,MATCH($C354,'SISPSN 2023'!$J$3:$J$442,0)),\"\")","v":""},{"$f":"IFERROR(INDEX('SISPSN 2023'!I$3:I$442,MATCH($C354,'SISPSN 2023'!$J$3:$J$442,0)),\"\")","v":""},{"$f":"IFERROR(INDEX('SISPSN 2023'!J$3:J$442,MATCH($C354,'SISPSN 2023'!$J$3:$J$442,0)),\"\")","v":""},{"$f":"IFERROR(INDEX('SISPSN 2023'!K$3:K$442,MATCH($C354,'SISPSN 2023'!$J$3:$J$442,0)),\"\")","v":""},{"$f":"IFERROR(INDEX('SISPSN 2023'!L$3:L$442,MATCH($C354,'SISPSN 2023'!$J$3:$J$442,0)),\"\")","v":""},{"$f":"IFERROR(INDEX('SISPSN 2023'!M$3:M$442,MATCH($C354,'SISPSN 2023'!$J$3:$J$442,0)),\"\")","v":""},{"$f":"IFERROR(INDEX('SISPSN 2023'!N$3:N$442,MATCH($C354,'SISPSN 2023'!$J$3:$J$442,0)),\"\")","v":""},{"$f":"IFERROR(INDEX('SISPSN 2023'!O$3:O$442,MATCH($C354,'SISPSN 2023'!$J$3:$J$442,0)),\"\")","v":""},{"$f":"IFERROR(INDEX('SISPSN 2023'!P$3:P$442,MATCH($C354,'SISPSN 2023'!$J$3:$J$442,0)),\"\")","v":""},{"$f":"IFERROR(INDEX('SISPSN 2023'!Q$3:Q$442,MATCH($C354,'SISPSN 2023'!$J$3:$J$442,0)),\"\")","v":""},{"$f":"IFERROR(INDEX('SISPSN 2023'!R$3:R$442,MATCH($C354,'SISPSN 2023'!$J$3:$J$442,0)),\"\")","v":""},{"$f":"IFERROR(INDEX('SISPSN 2023'!S$3:S$442,MATCH($C354,'SISPSN 2023'!$J$3:$J$442,0)),\"\")","v":""},{"$f":"IFERROR(INDEX('SISPSN 2023'!T$3:T$442,MATCH($C354,'SISPSN 2023'!$J$3:$J$442,0)),\"\")","v":""},{"$f":"IFERROR(INDEX('SISPSN 2023'!U$3:U$442,MATCH($C354,'SISPSN 2023'!$J$3:$J$442,0)),\"\")","v":""},null,{"$error":"#VALUE!"},{"$error":"#VALUE!"},{"$error":"#VALUE!"},{"$error":"#VALUE!"},{"$error":"#VALUE!"},{"$error":"#VALUE!"},{"$f":"IFERROR(PERCENTRANK(_xlfn._xlws.FILTER($AD$4:$AD$547,$AD$4:$AD$547<>\"\"),AD354),\"\")","v":""},{"$error":"#VALUE!"},{"$error":"#VALUE!"},{"$error":"#VALUE!"}]
["Papua","Papua","Mamberamo Raya",37616,2022,null,"Papua","Papua","Mamberamo Raya",52.18,53.1,54.08,2.4E-2,0,{"$f":"IFERROR(INDEX('SISPSN 2023'!H$3:H$442,MATCH($C355,'SISPSN 2023'!$J$3:$J$442,0)),\"\")","v":""},{"$f":"IFERROR(INDEX('SISPSN 2023'!I$3:I$442,MATCH($C355,'SISPSN 2023'!$J$3:$J$442,0)),\"\")","v":""},{"$f":"IFERROR(INDEX('SISPSN 2023'!J$3:J$442,MATCH($C355,'SISPSN 2023'!$J$3:$J$442,0)),\"\")","v":""},{"$f":"IFERROR(INDEX('SISPSN 2023'!K$3:K$442,MATCH($C355,'SISPSN 2023'!$J$3:$J$442,0)),\"\")","v":""},{"$f":"IFERROR(INDEX('SISPSN 2023'!L$3:L$442,MATCH($C355,'SISPSN 2023'!$J$3:$J$442,0)),\"\")","v":""},{"$f":"IFERROR(INDEX('SISPSN 2023'!M$3:M$442,MATCH($C355,'SISPSN 2023'!$J$3:$J$442,0)),\"\")","v":""},{"$f":"IFERROR(INDEX('SISPSN 2023'!N$3:N$442,MATCH($C355,'SISPSN 2023'!$J$3:$J$442,0)),\"\")","v":""},{"$f":"IFERROR(INDEX('SISPSN 2023'!O$3:O$442,MATCH($C355,'SISPSN 2023'!$J$3:$J$442,0)),\"\")","v":""},{"$f":"IFERROR(INDEX('SISPSN 2023'!P$3:P$442,MATCH($C355,'SISPSN 2023'!$J$3:$J$442,0)),\"\")","v":""},{"$f":"IFERROR(INDEX('SISPSN 2023'!Q$3:Q$442,MATCH($C355,'SISPSN 2023'!$J$3:$J$442,0)),\"\")","v":""},{"$f":"IFERROR(INDEX('SISPSN 2023'!R$3:R$442,MATCH($C355,'SISPSN 2023'!$J$3:$J$442,0)),\"\")","v":""},{"$f":"IFERROR(INDEX('SISPSN 2023'!S$3:S$442,MATCH($C355,'SISPSN 2023'!$J$3:$J$442,0)),\"\")","v":""},{"$f":"IFERROR(INDEX('SISPSN 2023'!T$3:T$442,MATCH($C355,'SISPSN 2023'!$J$3:$J$442,0)),\"\")","v":""},{"$f":"IFERROR(INDEX('SISPSN 2023'!U$3:U$442,MATCH($C355,'SISPSN 2023'!$J$3:$J$442,0)),\"\")","v":""},null,{"$error":"#VALUE!"},{"$error":"#VALUE!"},{"$error":"#VALUE!"},{"$error":"#VALUE!"},{"$error":"#VALUE!"},{"$error":"#VALUE!"},{"$f":"IFERROR(PERCENTRANK(_xlfn._xlws.FILTER($AD$4:$AD$547,$AD$4:$AD$547<>\"\"),AD355),\"\")","v":""},{"$error":"#VALUE!"},{"$error":"#VALUE!"},{"$error":"#VALUE!"}]
["Papua","Papua","Mamberamo Tengah",51719,2022,null,"Papua","Papua","Mamberamo Tengah",48.32,49.25,50.22,8.0000000000000002E-3,0,{"$f":"IFERROR(INDEX('SISPSN 2023'!H$3:H$442,MATCH($C356,'SISPSN 2023'!$J$3:$J$442,0)),\"\")","v":""},{"$f":"IFERROR(INDEX('SISPSN 2023'!I$3:I$442,MATCH($C356,'SISPSN 2023'!$J$3:$J$442,0)),\"\")","v":""},{"$f":"IFERROR(INDEX('SISPSN 2023'!J$3:J$442,MATCH($C356,'SISPSN 2023'!$J$3:$J$442,0)),\"\")","v":""},{"$f":"IFERROR(INDEX('SISPSN 2023'!K$3:K$442,MATCH($C356,'SISPSN 2023'!$J$3:$J$442,0)),\"\")","v":""},{"$f":"IFERROR(INDEX('SISPSN 2023'!L$3:L$442,MATCH($C356,'SISPSN 2023'!$J$3:$J$442,0)),\"\")","v":""},{"$f":"IFERROR(INDEX('SISPSN 2023'!M$3:M$442,MATCH($C356,'SISPSN 2023'!$J$3:$J$442,0)),\"\")","v":""},{"$f":"IFERROR(INDEX('SISPSN 2023'!N$3:N$442,MATCH($C356,'SISPSN 2023'!$J$3:$J$442,0)),\"\")","v":""},{"$f":"IFERROR(INDEX('SISPSN 2023'!O$3:O$442,MATCH($C356,'SISPSN 2023'!$J$3:$J$442,0)),\"\")","v":""},{"$f":"IFERROR(INDEX('SISPSN 2023'!P$3:P$442,MATCH($C356,'SISPSN 2023'!$J$3:$J$442,0)),\"\")","v":""},{"$f":"IFERROR(INDEX('SISPSN 2023'!Q$3:Q$442,MATCH($C356,'SISPSN 2023'!$J$3:$J$442,0)),\"\")","v":""},{"$f":"IFERROR(INDEX('SISPSN 2023'!R$3:R$442,MATCH($C356,'SISPSN 2023'!$J$3:$J$442,0)),\"\")","v":""},{"$f":"IFERROR(INDEX('SISPSN 2023'!S$3:S$442,MATCH($C356,'SISPSN 2023'!$J$3:$J$442,0)),\"\")","v":""},{"$f":"IFERROR(INDEX('SISPSN 2023'!T$3:T$442,MATCH($C356,'SISPSN 2023'!$J$3:$J$442,0)),\"\")","v":""},{"$f":"IFERROR(INDEX('SISPSN 2023'!U$3:U$442,MATCH($C356,'SISPSN 2023'!$J$3:$J$442,0)),\"\")","v":""},null,{"$error":"#VALUE!"},{"$error":"#VALUE!"},{"$error":"#VALUE!"},{"$error":"#VALUE!"},{"$error":"#VALUE!"},{"$error":"#VALUE!"},{"$f":"IFERROR(PERCENTRANK(_xlfn._xlws.FILTER($AD$4:$AD$547,$AD$4:$AD$547<>\"\"),AD356),\"\")","v":""},{"$error":"#VALUE!"},{"$error":"#VALUE!"},{"$error":"#VALUE!"}]
["Papua","Papua","Mappi",111141,2022,null,"Papua","Papua","Mappi",58.7,59.61,60.57,3.9E-2,0,{"$f":"IFERROR(INDEX('SISPSN 2023'!H$3:H$442,MATCH($C357,'SISPSN 2023'!$J$3:$J$442,0)),\"\")","v":""},{"$f":"IFERROR(INDEX('SISPSN 2023'!I$3:I$442,MATCH($C357,'SISPSN 2023'!$J$3:$J$442,0)),\"\")","v":""},{"$f":"IFERROR(INDEX('SISPSN 2023'!J$3:J$442,MATCH($C357,'SISPSN 2023'!$J$3:$J$442,0)),\"\")","v":""},{"$f":"IFERROR(INDEX('SISPSN 2023'!K$3:K$442,MATCH($C357,'SISPSN 2023'!$J$3:$J$442,0)),\"\")","v":""},{"$f":"IFERROR(INDEX('SISPSN 2023'!L$3:L$442,MATCH($C357,'SISPSN 2023'!$J$3:$J$442,0)),\"\")","v":""},{"$f":"IFERROR(INDEX('SISPSN 2023'!M$3:M$442,MATCH($C357,'SISPSN 2023'!$J$3:$J$442,0)),\"\")","v":""},{"$f":"IFERROR(INDEX('SISPSN 2023'!N$3:N$442,MATCH($C357,'SISPSN 2023'!$J$3:$J$442,0)),\"\")","v":""},{"$f":"IFERROR(INDEX('SISPSN 2023'!O$3:O$442,MATCH($C357,'SISPSN 2023'!$J$3:$J$442,0)),\"\")","v":""},{"$f":"IFERROR(INDEX('SISPSN 2023'!P$3:P$442,MATCH($C357,'SISPSN 2023'!$J$3:$J$442,0)),\"\")","v":""},{"$f":"IFERROR(INDEX('SISPSN 2023'!Q$3:Q$442,MATCH($C357,'SISPSN 2023'!$J$3:$J$442,0)),\"\")","v":""},{"$f":"IFERROR(INDEX('SISPSN 2023'!R$3:R$442,MATCH($C357,'SISPSN 2023'!$J$3:$J$442,0)),\"\")","v":""},{"$f":"IFERROR(INDEX('SISPSN 2023'!S$3:S$442,MATCH($C357,'SISPSN 2023'!$J$3:$J$442,0)),\"\")","v":""},{"$f":"IFERROR(INDEX('SISPSN 2023'!T$3:T$442,MATCH($C357,'SISPSN 2023'!$J$3:$J$442,0)),\"\")","v":""},{"$f":"IFERROR(INDEX('SISPSN 2023'!U$3:U$442,MATCH($C357,'SISPSN 2023'!$J$3:$J$442,0)),\"\")","v":""},null,{"$error":"#VALUE!"},{"$error":"#VALUE!"},{"$error":"#VALUE!"},{"$error":"#VALUE!"},{"$error":"#VALUE!"},{"$error":"#VALUE!"},{"$f":"IFERROR(PERCENTRANK(_xlfn._xlws.FILTER($AD$4:$AD$547,$AD$4:$AD$547<>\"\"),AD357),\"\")","v":""},{"$error":"#VALUE!"},{"$error":"#VALUE!"},{"$error":"#VALUE!"}]
["Papua","Papua","Merauke",232357,2022,null,"Papua","Papua","Merauke",70.489999999999995,71.239999999999995,72.19,0.46800000000000003,0,{"$f":"IFERROR(INDEX('SISPSN 2023'!H$3:H$442,MATCH($C358,'SISPSN 2023'!$J$3:$J$442,0)),\"\")","v":""},{"$f":"IFERROR(INDEX('SISPSN 2023'!I$3:I$442,MATCH($C358,'SISPSN 2023'!$J$3:$J$442,0)),\"\")","v":""},{"$f":"IFERROR(INDEX('SISPSN 2023'!J$3:J$442,MATCH($C358,'SISPSN 2023'!$J$3:$J$442,0)),\"\")","v":""},{"$f":"IFERROR(INDEX('SISPSN 2023'!K$3:K$442,MATCH($C358,'SISPSN 2023'!$J$3:$J$442,0)),\"\")","v":""},{"$f":"IFERROR(INDEX('SISPSN 2023'!L$3:L$442,MATCH($C358,'SISPSN 2023'!$J$3:$J$442,0)),\"\")","v":""},{"$f":"IFERROR(INDEX('SISPSN 2023'!M$3:M$442,MATCH($C358,'SISPSN 2023'!$J$3:$J$442,0)),\"\")","v":""},{"$f":"IFERROR(INDEX('SISPSN 2023'!N$3:N$442,MATCH($C358,'SISPSN 2023'!$J$3:$J$442,0)),\"\")","v":""},{"$f":"IFERROR(INDEX('SISPSN 2023'!O$3:O$442,MATCH($C358,'SISPSN 2023'!$J$3:$J$442,0)),\"\")","v":""},{"$f":"IFERROR(INDEX('SISPSN 2023'!P$3:P$442,MATCH($C358,'SISPSN 2023'!$J$3:$J$442,0)),\"\")","v":""},{"$f":"IFERROR(INDEX('SISPSN 2023'!Q$3:Q$442,MATCH($C358,'SISPSN 2023'!$J$3:$J$442,0)),\"\")","v":""},{"$f":"IFERROR(INDEX('SISPSN 2023'!R$3:R$442,MATCH($C358,'SISPSN 2023'!$J$3:$J$442,0)),\"\")","v":""},{"$f":"IFERROR(INDEX('SISPSN 2023'!S$3:S$442,MATCH($C358,'SISPSN 2023'!$J$3:$J$442,0)),\"\")","v":""},{"$f":"IFERROR(INDEX('SISPSN 2023'!T$3:T$442,MATCH($C358,'SISPSN 2023'!$J$3:$J$442,0)),\"\")","v":""},{"$f":"IFERROR(INDEX('SISPSN 2023'!U$3:U$442,MATCH($C358,'SISPSN 2023'!$J$3:$J$442,0)),\"\")","v":""},null,{"$error":"#VALUE!"},{"$error":"#VALUE!"},{"$error":"#VALUE!"},{"$error":"#VALUE!"},{"$error":"#VALUE!"},{"$error":"#VALUE!"},{"$f":"IFERROR(PERCENTRANK(_xlfn._xlws.FILTER($AD$4:$AD$547,$AD$4:$AD$547<>\"\"),AD358),\"\")","v":""},{"$error":"#VALUE!"},{"$error":"#VALUE!"},{"$error":"#VALUE!"}]
["Papua","Papua","Kab. Mimika",321657,2022,null,"Papua","Papua","Mimika",74.48,75.08,75.91,0.78300000000000003,1,{"$f":"IFERROR(INDEX('SISPSN 2023'!H$3:H$442,MATCH($C359,'SISPSN 2023'!$J$3:$J$442,0)),\"\")","v":2023},{"$f":"IFERROR(INDEX('SISPSN 2023'!I$3:I$442,MATCH($C359,'SISPSN 2023'!$J$3:$J$442,0)),\"\")","v":"Papua Tengah"},{"$f":"IFERROR(INDEX('SISPSN 2023'!J$3:J$442,MATCH($C359,'SISPSN 2023'!$J$3:$J$442,0)),\"\")","v":"Kab. Mimika"},{"$f":"IFERROR(INDEX('SISPSN 2023'!K$3:K$442,MATCH($C359,'SISPSN 2023'!$J$3:$J$442,0)),\"\")","v":57125.42},{"$f":"IFERROR(INDEX('SISPSN 2023'!L$3:L$442,MATCH($C359,'SISPSN 2023'!$J$3:$J$442,0)),\"\")","v":0},{"$f":"IFERROR(INDEX('SISPSN 2023'!M$3:M$442,MATCH($C359,'SISPSN 2023'!$J$3:$J$442,0)),\"\")","v":0},{"$f":"IFERROR(INDEX('SISPSN 2023'!N$3:N$442,MATCH($C359,'SISPSN 2023'!$J$3:$J$442,0)),\"\")","v":33364.65},{"$f":"IFERROR(INDEX('SISPSN 2023'!O$3:O$442,MATCH($C359,'SISPSN 2023'!$J$3:$J$442,0)),\"\")","v":58.41},{"$f":"IFERROR(INDEX('SISPSN 2023'!P$3:P$442,MATCH($C359,'SISPSN 2023'!$J$3:$J$442,0)),\"\")","v":33364.65},{"$f":"IFERROR(INDEX('SISPSN 2023'!Q$3:Q$442,MATCH($C359,'SISPSN 2023'!$J$3:$J$442,0)),\"\")","v":58.41},{"$f":"IFERROR(INDEX('SISPSN 2023'!R$3:R$442,MATCH($C359,'SISPSN 2023'!$J$3:$J$442,0)),\"\")","v":0},{"$f":"IFERROR(INDEX('SISPSN 2023'!S$3:S$442,MATCH($C359,'SISPSN 2023'!$J$3:$J$442,0)),\"\")","v":0},{"$f":"IFERROR(INDEX('SISPSN 2023'!T$3:T$442,MATCH($C359,'SISPSN 2023'!$J$3:$J$442,0)),\"\")","v":0},{"$f":"IFERROR(INDEX('SISPSN 2023'!U$3:U$442,MATCH($C359,'SISPSN 2023'!$J$3:$J$442,0)),\"\")","v":"P 2"},null,0.48656799012612817,0,0.28418470606888707,0.28418470606888707,0,0,{"$f":"IFERROR(PERCENTRANK(_xlfn._xlws.FILTER($AD$4:$AD$547,$AD$4:$AD$547<>\"\"),AD359),\"\")","v":""},0,0.65700000000000003,0]
["Papua","Papua","Nabire",173043,2022,null,"Papua","Papua","Nabire",69.150000000000006,69.91,70.84,0.35199999999999998,0,{"$f":"IFERROR(INDEX('SISPSN 2023'!H$3:H$442,MATCH($C360,'SISPSN 2023'!$J$3:$J$442,0)),\"\")","v":""},{"$f":"IFERROR(INDEX('SISPSN 2023'!I$3:I$442,MATCH($C360,'SISPSN 2023'!$J$3:$J$442,0)),\"\")","v":""},{"$f":"IFERROR(INDEX('SISPSN 2023'!J$3:J$442,MATCH($C360,'SISPSN 2023'!$J$3:$J$442,0)),\"\")","v":""},{"$f":"IFERROR(INDEX('SISPSN 2023'!K$3:K$442,MATCH($C360,'SISPSN 2023'!$J$3:$J$442,0)),\"\")","v":""},{"$f":"IFERROR(INDEX('SISPSN 2023'!L$3:L$442,MATCH($C360,'SISPSN 2023'!$J$3:$J$442,0)),\"\")","v":""},{"$f":"IFERROR(INDEX('SISPSN 2023'!M$3:M$442,MATCH($C360,'SISPSN 2023'!$J$3:$J$442,0)),\"\")","v":""},{"$f":"IFERROR(INDEX('SISPSN 2023'!N$3:N$442,MATCH($C360,'SISPSN 2023'!$J$3:$J$442,0)),\"\")","v":""},{"$f":"IFERROR(INDEX('SISPSN 2023'!O$3:O$442,MATCH($C360,'SISPSN 2023'!$J$3:$J$442,0)),\"\")","v":""},{"$f":"IFERROR(INDEX('SISPSN 2023'!P$3:P$442,MATCH($C360,'SISPSN 2023'!$J$3:$J$442,0)),\"\")","v":""},{"$f":"IFERROR(INDEX('SISPSN 2023'!Q$3:Q$442,MATCH($C360,'SISPSN 2023'!$J$3:$J$442,0)),\"\")","v":""},{"$f":"IFERROR(INDEX('SISPSN 2023'!R$3:R$442,MATCH($C360,'SISPSN 2023'!$J$3:$J$442,0)),\"\")","v":""},{"$f":"IFERROR(INDEX('SISPSN 2023'!S$3:S$442,MATCH($C360,'SISPSN 2023'!$J$3:$J$442,0)),\"\")","v":""},{"$f":"IFERROR(INDEX('SISPSN 2023'!T$3:T$442,MATCH($C360,'SISPSN 2023'!$J$3:$J$442,0)),\"\")","v":""},{"$f":"IFERROR(INDEX('SISPSN 2023'!U$3:U$442,MATCH($C360,'SISPSN 2023'!$J$3:$J$442,0)),\"\")","v":""},null,{"$error":"#VALUE!"},{"$error":"#VALUE!"},{"$error":"#VALUE!"},{"$error":"#VALUE!"},{"$error":"#VALUE!"},{"$error":"#VALUE!"},{"$f":"IFERROR(PERCENTRANK(_xlfn._xlws.FILTER($AD$4:$AD$547,$AD$4:$AD$547<>\"\"),AD360),\"\")","v":""},{"$error":"#VALUE!"},{"$error":"#VALUE!"},{"$error":"#VALUE!"}]
["Papua","Papua","Nduga",109630,2022,null,"Papua","Papua","Nduga",32.840000000000003,34.1,35.19,0,0,{"$f":"IFERROR(INDEX('SISPSN 2023'!H$3:H$442,MATCH($C361,'SISPSN 2023'!$J$3:$J$442,0)),\"\")","v":""},{"$f":"IFERROR(INDEX('SISPSN 2023'!I$3:I$442,MATCH($C361,'SISPSN 2023'!$J$3:$J$442,0)),\"\")","v":""},{"$f":"IFERROR(INDEX('SISPSN 2023'!J$3:J$442,MATCH($C361,'SISPSN 2023'!$J$3:$J$442,0)),\"\")","v":""},{"$f":"IFERROR(INDEX('SISPSN 2023'!K$3:K$442,MATCH($C361,'SISPSN 2023'!$J$3:$J$442,0)),\"\")","v":""},{"$f":"IFERROR(INDEX('SISPSN 2023'!L$3:L$442,MATCH($C361,'SISPSN 2023'!$J$3:$J$442,0)),\"\")","v":""},{"$f":"IFERROR(INDEX('SISPSN 2023'!M$3:M$442,MATCH($C361,'SISPSN 2023'!$J$3:$J$442,0)),\"\")","v":""},{"$f":"IFERROR(INDEX('SISPSN 2023'!N$3:N$442,MATCH($C361,'SISPSN 2023'!$J$3:$J$442,0)),\"\")","v":""},{"$f":"IFERROR(INDEX('SISPSN 2023'!O$3:O$442,MATCH($C361,'SISPSN 2023'!$J$3:$J$442,0)),\"\")","v":""},{"$f":"IFERROR(INDEX('SISPSN 2023'!P$3:P$442,MATCH($C361,'SISPSN 2023'!$J$3:$J$442,0)),\"\")","v":""},{"$f":"IFERROR(INDEX('SISPSN 2023'!Q$3:Q$442,MATCH($C361,'SISPSN 2023'!$J$3:$J$442,0)),\"\")","v":""},{"$f":"IFERROR(INDEX('SISPSN 2023'!R$3:R$442,MATCH($C361,'SISPSN 2023'!$J$3:$J$442,0)),\"\")","v":""},{"$f":"IFERROR(INDEX('SISPSN 2023'!S$3:S$442,MATCH($C361,'SISPSN 2023'!$J$3:$J$442,0)),\"\")","v":""},{"$f":"IFERROR(INDEX('SISPSN 2023'!T$3:T$442,MATCH($C361,'SISPSN 2023'!$J$3:$J$442,0)),\"\")","v":""},{"$f":"IFERROR(INDEX('SISPSN 2023'!U$3:U$442,MATCH($C361,'SISPSN 2023'!$J$3:$J$442,0)),\"\")","v":""},null,{"$error":"#VALUE!"},{"$error":"#VALUE!"},{"$error":"#VALUE!"},{"$error":"#VALUE!"},{"$error":"#VALUE!"},{"$error":"#VALUE!"},{"$f":"IFERROR(PERCENTRANK(_xlfn._xlws.FILTER($AD$4:$AD$547,$AD$4:$AD$547<>\"\"),AD361),\"\")","v":""},{"$error":"#VALUE!"},{"$error":"#VALUE!"},{"$error":"#VALUE!"}]
["Papua","Papua","Paniai",227254,2022,null,"Papua","Papua","Paniai",56.7,57.14,57.91,3.2000000000000001E-2,0,{"$f":"IFERROR(INDEX('SISPSN 2023'!H$3:H$442,MATCH($C362,'SISPSN 2023'!$J$3:$J$442,0)),\"\")","v":""},{"$f":"IFERROR(INDEX('SISPSN 2023'!I$3:I$442,MATCH($C362,'SISPSN 2023'!$J$3:$J$442,0)),\"\")","v":""},{"$f":"IFERROR(INDEX('SISPSN 2023'!J$3:J$442,MATCH($C362,'SISPSN 2023'!$J$3:$J$442,0)),\"\")","v":""},{"$f":"IFERROR(INDEX('SISPSN 2023'!K$3:K$442,MATCH($C362,'SISPSN 2023'!$J$3:$J$442,0)),\"\")","v":""},{"$f":"IFERROR(INDEX('SISPSN 2023'!L$3:L$442,MATCH($C362,'SISPSN 2023'!$J$3:$J$442,0)),\"\")","v":""},{"$f":"IFERROR(INDEX('SISPSN 2023'!M$3:M$442,MATCH($C362,'SISPSN 2023'!$J$3:$J$442,0)),\"\")","v":""},{"$f":"IFERROR(INDEX('SISPSN 2023'!N$3:N$442,MATCH($C362,'SISPSN 2023'!$J$3:$J$442,0)),\"\")","v":""},{"$f":"IFERROR(INDEX('SISPSN 2023'!O$3:O$442,MATCH($C362,'SISPSN 2023'!$J$3:$J$442,0)),\"\")","v":""},{"$f":"IFERROR(INDEX('SISPSN 2023'!P$3:P$442,MATCH($C362,'SISPSN 2023'!$J$3:$J$442,0)),\"\")","v":""},{"$f":"IFERROR(INDEX('SISPSN 2023'!Q$3:Q$442,MATCH($C362,'SISPSN 2023'!$J$3:$J$442,0)),\"\")","v":""},{"$f":"IFERROR(INDEX('SISPSN 2023'!R$3:R$442,MATCH($C362,'SISPSN 2023'!$J$3:$J$442,0)),\"\")","v":""},{"$f":"IFERROR(INDEX('SISPSN 2023'!S$3:S$442,MATCH($C362,'SISPSN 2023'!$J$3:$J$442,0)),\"\")","v":""},{"$f":"IFERROR(INDEX('SISPSN 2023'!T$3:T$442,MATCH($C362,'SISPSN 2023'!$J$3:$J$442,0)),\"\")","v":""},{"$f":"IFERROR(INDEX('SISPSN 2023'!U$3:U$442,MATCH($C362,'SISPSN 2023'!$J$3:$J$442,0)),\"\")","v":""},null,{"$error":"#VALUE!"},{"$error":"#VALUE!"},{"$error":"#VALUE!"},{"$error":"#VALUE!"},{"$error":"#VALUE!"},{"$error":"#VALUE!"},{"$f":"IFERROR(PERCENTRANK(_xlfn._xlws.FILTER($AD$4:$AD$547,$AD$4:$AD$547<>\"\"),AD362),\"\")","v":""},{"$error":"#VALUE!"},{"$error":"#VALUE!"},{"$error":"#VALUE!"}]
["Papua","Papua","Pegunungan Bintang",78466,2022,null,"Papua","Papua","Pegunungan Bintang",46.28,47.21,48.18,4.0000000000000001E-3,0,{"$f":"IFERROR(INDEX('SISPSN 2023'!H$3:H$442,MATCH($C363,'SISPSN 2023'!$J$3:$J$442,0)),\"\")","v":""},{"$f":"IFERROR(INDEX('SISPSN 2023'!I$3:I$442,MATCH($C363,'SISPSN 2023'!$J$3:$J$442,0)),\"\")","v":""},{"$f":"IFERROR(INDEX('SISPSN 2023'!J$3:J$442,MATCH($C363,'SISPSN 2023'!$J$3:$J$442,0)),\"\")","v":""},{"$f":"IFERROR(INDEX('SISPSN 2023'!K$3:K$442,MATCH($C363,'SISPSN 2023'!$J$3:$J$442,0)),\"\")","v":""},{"$f":"IFERROR(INDEX('SISPSN 2023'!L$3:L$442,MATCH($C363,'SISPSN 2023'!$J$3:$J$442,0)),\"\")","v":""},{"$f":"IFERROR(INDEX('SISPSN 2023'!M$3:M$442,MATCH($C363,'SISPSN 2023'!$J$3:$J$442,0)),\"\")","v":""},{"$f":"IFERROR(INDEX('SISPSN 2023'!N$3:N$442,MATCH($C363,'SISPSN 2023'!$J$3:$J$442,0)),\"\")","v":""},{"$f":"IFERROR(INDEX('SISPSN 2023'!O$3:O$442,MATCH($C363,'SISPSN 2023'!$J$3:$J$442,0)),\"\")","v":""},{"$f":"IFERROR(INDEX('SISPSN 2023'!P$3:P$442,MATCH($C363,'SISPSN 2023'!$J$3:$J$442,0)),\"\")","v":""},{"$f":"IFERROR(INDEX('SISPSN 2023'!Q$3:Q$442,MATCH($C363,'SISPSN 2023'!$J$3:$J$442,0)),\"\")","v":""},{"$f":"IFERROR(INDEX('SISPSN 2023'!R$3:R$442,MATCH($C363,'SISPSN 2023'!$J$3:$J$442,0)),\"\")","v":""},{"$f":"IFERROR(INDEX('SISPSN 2023'!S$3:S$442,MATCH($C363,'SISPSN 2023'!$J$3:$J$442,0)),\"\")","v":""},{"$f":"IFERROR(INDEX('SISPSN 2023'!T$3:T$442,MATCH($C363,'SISPSN 2023'!$J$3:$J$442,0)),\"\")","v":""},{"$f":"IFERROR(INDEX('SISPSN 2023'!U$3:U$442,MATCH($C363,'SISPSN 2023'!$J$3:$J$442,0)),\"\")","v":""},null,{"$f":"IF(ISBLANK(R363),\"\",R363*1000/$D363/365)","v":{"$error":"#VALUE!"}},{"$f":"IF(ISBLANK(S363),\"\",S363*1000/$D363/365)","v":{"$error":"#VALUE!"}},{"$f":"IF(ISBLANK(U363),\"\",U363*1000/$D363/365)","v":{"$error":"#VALUE!"}},{"$f":"IF(ISBLANK(W363),\"\",W363*1000/$D363/365)","v":{"$error":"#VALUE!"}},{"$f":"IF(ISBLANK(Y363),\"\",Y363*1000/$D363/365)","v":{"$error":"#VALUE!"}},{"$f":"IF(ISBLANK(Z363),\"\",Z363*1000/$D363/365)","v":{"$error":"#VALUE!"}},{"$f":"IFERROR(PERCENTRANK(_xlfn._xlws.FILTER($AD$4:$AD$547,$AD$4:$AD$547<>\"\"),AD363),\"\")","v":""},{"$error":"#VALUE!"},{"$error":"#VALUE!"},{"$error":"#VALUE!"}]
["Papua","Papua","Puncak",116279,2022,null,"Papua","Papua","Puncak",43.17,43.87,44.59,2E-3,0,{"$f":"IFERROR(INDEX('SISPSN 2023'!H$3:H$442,MATCH($C364,'SISPSN 2023'!$J$3:$J$442,0)),\"\")","v":""},{"$f":"IFERROR(INDEX('SISPSN 2023'!I$3:I$442,MATCH($C364,'SISPSN 2023'!$J$3:$J$442,0)),\"\")","v":""},{"$f":"IFERROR(INDEX('SISPSN 2023'!J$3:J$442,MATCH($C364,'SISPSN 2023'!$J$3:$J$442,0)),\"\")","v":""},{"$f":"IFERROR(INDEX('SISPSN 2023'!K$3:K$442,MATCH($C364,'SISPSN 2023'!$J$3:$J$442,0)),\"\")","v":""},{"$f":"IFERROR(INDEX('SISPSN 2023'!L$3:L$442,MATCH($C364,'SISPSN 2023'!$J$3:$J$442,0)),\"\")","v":""},{"$f":"IFERROR(INDEX('SISPSN 2023'!M$3:M$442,MATCH($C364,'SISPSN 2023'!$J$3:$J$442,0)),\"\")","v":""},{"$f":"IFERROR(INDEX('SISPSN 2023'!N$3:N$442,MATCH($C364,'SISPSN 2023'!$J$3:$J$442,0)),\"\")","v":""},{"$f":"IFERROR(INDEX('SISPSN 2023'!O$3:O$442,MATCH($C364,'SISPSN 2023'!$J$3:$J$442,0)),\"\")","v":""},{"$f":"IFERROR(INDEX('SISPSN 2023'!P$3:P$442,MATCH($C364,'SISPSN 2023'!$J$3:$J$442,0)),\"\")","v":""},{"$f":"IFERROR(INDEX('SISPSN 2023'!Q$3:Q$442,MATCH($C364,'SISPSN 2023'!$J$3:$J$442,0)),\"\")","v":""},{"$f":"IFERROR(INDEX('SISPSN 2023'!R$3:R$442,MATCH($C364,'SISPSN 2023'!$J$3:$J$442,0)),\"\")","v":""},{"$f":"IFERROR(INDEX('SISPSN 2023'!S$3:S$442,MATCH($C364,'SISPSN 2023'!$J$3:$J$442,0)),\"\")","v":""},{"$f":"IFERROR(INDEX('SISPSN 2023'!T$3:T$442,MATCH($C364,'SISPSN 2023'!$J$3:$J$442,0)),\"\")","v":""},{"$f":"IFERROR(INDEX('SISPSN 2023'!U$3:U$442,MATCH($C364,'SISPSN 2023'!$J$3:$J$442,0)),\"\")","v":""},null,{"$error":"#VALUE!"},{"$error":"#VALUE!"},{"$error":"#VALUE!"},{"$error":"#VALUE!"},{"$error":"#VALUE!"},{"$error":"#VALUE!"},{"$f":"IFERROR(PERCENTRANK(_xlfn._xlws.FILTER($AD$4:$AD$547,$AD$4:$AD$547<>\"\"),AD364),\"\")","v":""},{"$error":"#VALUE!"},{"$error":"#VALUE!"},{"$error":"#VALUE!"}]
["Papua","Papua","Puncak Jaya",231499,2022,null,"Papua","Papua","Puncak Jaya",48.99,49.84,50.81,1.2E-2,0,{"$f":"IFERROR(INDEX('SISPSN 2023'!H$3:H$442,MATCH($C365,'SISPSN 2023'!$J$3:$J$442,0)),\"\")","v":""},{"$f":"IFERROR(INDEX('SISPSN 2023'!I$3:I$442,MATCH($C365,'SISPSN 2023'!$J$3:$J$442,0)),\"\")","v":""},{"$f":"IFERROR(INDEX('SISPSN 2023'!J$3:J$442,MATCH($C365,'SISPSN 2023'!$J$3:$J$442,0)),\"\")","v":""},{"$f":"IFERROR(INDEX('SISPSN 2023'!K$3:K$442,MATCH($C365,'SISPSN 2023'!$J$3:$J$442,0)),\"\")","v":""},{"$f":"IFERROR(INDEX('SISPSN 2023'!L$3:L$442,MATCH($C365,'SISPSN 2023'!$J$3:$J$442,0)),\"\")","v":""},{"$f":"IFERROR(INDEX('SISPSN 2023'!M$3:M$442,MATCH($C365,'SISPSN 2023'!$J$3:$J$442,0)),\"\")","v":""},{"$f":"IFERROR(INDEX('SISPSN 2023'!N$3:N$442,MATCH($C365,'SISPSN 2023'!$J$3:$J$442,0)),\"\")","v":""},{"$f":"IFERROR(INDEX('SISPSN 2023'!O$3:O$442,MATCH($C365,'SISPSN 2023'!$J$3:$J$442,0)),\"\")","v":""},{"$f":"IFERROR(INDEX('SISPSN 2023'!P$3:P$442,MATCH($C365,'SISPSN 2023'!$J$3:$J$442,0)),\"\")","v":""},{"$f":"IFERROR(INDEX('SISPSN 2023'!Q$3:Q$442,MATCH($C365,'SISPSN 2023'!$J$3:$J$442,0)),\"\")","v":""},{"$f":"IFERROR(INDEX('SISPSN 2023'!R$3:R$442,MATCH($C365,'SISPSN 2023'!$J$3:$J$442,0)),\"\")","v":""},{"$f":"IFERROR(INDEX('SISPSN 2023'!S$3:S$442,MATCH($C365,'SISPSN 2023'!$J$3:$J$442,0)),\"\")","v":""},{"$f":"IFERROR(INDEX('SISPSN 2023'!T$3:T$442,MATCH($C365,'SISPSN 2023'!$J$3:$J$442,0)),\"\")","v":""},{"$f":"IFERROR(INDEX('SISPSN 2023'!U$3:U$442,MATCH($C365,'SISPSN 2023'!$J$3:$J$442,0)),\"\")","v":""},null,{"$error":"#VALUE!"},{"$error":"#VALUE!"},{"$error":"#VALUE!"},{"$error":"#VALUE!"},{"$error":"#VALUE!"},{"$error":"#VALUE!"},{"$f":"IFERROR(PERCENTRANK(_xlfn._xlws.FILTER($AD$4:$AD$547,$AD$4:$AD$547<>\"\"),AD365),\"\")","v":""},{"$error":"#VALUE!"},{"$error":"#VALUE!"},{"$error":"#VALUE!"}]
["Papua","Papua","Kab. Sarmi",42233,2022,null,"Papua","Papua","Sarmi",63.94,64.86,65.8,0.115,1,{"$f":"IFERROR(INDEX('SISPSN 2023'!H$3:H$442,MATCH($C366,'SISPSN 2023'!$J$3:$J$442,0)),\"\")","v":2023},{"$f":"IFERROR(INDEX('SISPSN 2023'!I$3:I$442,MATCH($C366,'SISPSN 2023'!$J$3:$J$442,0)),\"\")","v":"Papua"},{"$f":"IFERROR(INDEX('SISPSN 2023'!J$3:J$442,MATCH($C366,'SISPSN 2023'!$J$3:$J$442,0)),\"\")","v":"Kab. Sarmi"},{"$f":"IFERROR(INDEX('SISPSN 2023'!K$3:K$442,MATCH($C366,'SISPSN 2023'!$J$3:$J$442,0)),\"\")","v":6146.6},{"$f":"IFERROR(INDEX('SISPSN 2023'!L$3:L$442,MATCH($C366,'SISPSN 2023'!$J$3:$J$442,0)),\"\")","v":0},{"$f":"IFERROR(INDEX('SISPSN 2023'!M$3:M$442,MATCH($C366,'SISPSN 2023'!$J$3:$J$442,0)),\"\")","v":0},{"$f":"IFERROR(INDEX('SISPSN 2023'!N$3:N$442,MATCH($C366,'SISPSN 2023'!$J$3:$J$442,0)),\"\")","v":2168.1},{"$f":"IFERROR(INDEX('SISPSN 2023'!O$3:O$442,MATCH($C366,'SISPSN 2023'!$J$3:$J$442,0)),\"\")","v":35.270000000000003},{"$f":"IFERROR(INDEX('SISPSN 2023'!P$3:P$442,MATCH($C366,'SISPSN 2023'!$J$3:$J$442,0)),\"\")","v":2168.1},{"$f":"IFERROR(INDEX('SISPSN 2023'!Q$3:Q$442,MATCH($C366,'SISPSN 2023'!$J$3:$J$442,0)),\"\")","v":35.270000000000003},{"$f":"IFERROR(INDEX('SISPSN 2023'!R$3:R$442,MATCH($C366,'SISPSN 2023'!$J$3:$J$442,0)),\"\")","v":0},{"$f":"IFERROR(INDEX('SISPSN 2023'!S$3:S$442,MATCH($C366,'SISPSN 2023'!$J$3:$J$442,0)),\"\")","v":0},{"$f":"IFERROR(INDEX('SISPSN 2023'!T$3:T$442,MATCH($C366,'SISPSN 2023'!$J$3:$J$442,0)),\"\")","v":0},{"$f":"IFERROR(INDEX('SISPSN 2023'!U$3:U$442,MATCH($C366,'SISPSN 2023'!$J$3:$J$442,0)),\"\")","v":"P 2"},null,0.39874032154949918,0,0.14064830819501339,0.14064830819501339,0,0,{"$f":"IFERROR(PERCENTRANK(_xlfn._xlws.FILTER($AD$4:$AD$547,$AD$4:$AD$547<>\"\"),AD366),\"\")","v":""},0,0.42799999999999999,0]
["Papua","Papua","Supiori",23247,2022,null,"Papua","Papua","Supiori",62.72,63.65,64.61,0.08,0,{"$f":"IFERROR(INDEX('SISPSN 2023'!H$3:H$442,MATCH($C367,'SISPSN 2023'!$J$3:$J$442,0)),\"\")","v":""},{"$f":"IFERROR(INDEX('SISPSN 2023'!I$3:I$442,MATCH($C367,'SISPSN 2023'!$J$3:$J$442,0)),\"\")","v":""},{"$f":"IFERROR(INDEX('SISPSN 2023'!J$3:J$442,MATCH($C367,'SISPSN 2023'!$J$3:$J$442,0)),\"\")","v":""},{"$f":"IFERROR(INDEX('SISPSN 2023'!K$3:K$442,MATCH($C367,'SISPSN 2023'!$J$3:$J$442,0)),\"\")","v":""},{"$f":"IFERROR(INDEX('SISPSN 2023'!L$3:L$442,MATCH($C367,'SISPSN 2023'!$J$3:$J$442,0)),\"\")","v":""},{"$f":"IFERROR(INDEX('SISPSN 2023'!M$3:M$442,MATCH($C367,'SISPSN 2023'!$J$3:$J$442,0)),\"\")","v":""},{"$f":"IFERROR(INDEX('SISPSN 2023'!N$3:N$442,MATCH($C367,'SISPSN 2023'!$J$3:$J$442,0)),\"\")","v":""},{"$f":"IFERROR(INDEX('SISPSN 2023'!O$3:O$442,MATCH($C367,'SISPSN 2023'!$J$3:$J$442,0)),\"\")","v":""},{"$f":"IFERROR(INDEX('SISPSN 2023'!P$3:P$442,MATCH($C367,'SISPSN 2023'!$J$3:$J$442,0)),\"\")","v":""},{"$f":"IFERROR(INDEX('SISPSN 2023'!Q$3:Q$442,MATCH($C367,'SISPSN 2023'!$J$3:$J$442,0)),\"\")","v":""},{"$f":"IFERROR(INDEX('SISPSN 2023'!R$3:R$442,MATCH($C367,'SISPSN 2023'!$J$3:$J$442,0)),\"\")","v":""},{"$f":"IFERROR(INDEX('SISPSN 2023'!S$3:S$442,MATCH($C367,'SISPSN 2023'!$J$3:$J$442,0)),\"\")","v":""},{"$f":"IFERROR(INDEX('SISPSN 2023'!T$3:T$442,MATCH($C367,'SISPSN 2023'!$J$3:$J$442,0)),\"\")","v":""},{"$f":"IFERROR(INDEX('SISPSN 2023'!U$3:U$442,MATCH($C367,'SISPSN 2023'!$J$3:$J$442,0)),\"\")","v":""},null,{"$error":"#VALUE!"},{"$error":"#VALUE!"},{"$error":"#VALUE!"},{"$error":"#VALUE!"},{"$error":"#VALUE!"},{"$error":"#VALUE!"},{"$f":"IFERROR(PERCENTRANK(_xlfn._xlws.FILTER($AD$4:$AD$547,$AD$4:$AD$547<>\"\"),AD367),\"\")","v":""},{"$error":"#VALUE!"},{"$error":"#VALUE!"},{"$error":"#VALUE!"}]
["Papua","Papua","Tolikara",244345,2022,null,"Papua","Papua","Tolikara",49.6,50.51,51.48,0.02,0,{"$f":"IFERROR(INDEX('SISPSN 2023'!H$3:H$442,MATCH($C368,'SISPSN 2023'!$J$3:$J$442,0)),\"\")","v":""},{"$f":"IFERROR(INDEX('SISPSN 2023'!I$3:I$442,MATCH($C368,'SISPSN 2023'!$J$3:$J$442,0)),\"\")","v":""},{"$f":"IFERROR(INDEX('SISPSN 2023'!J$3:J$442,MATCH($C368,'SISPSN 2023'!$J$3:$J$442,0)),\"\")","v":""},{"$f":"IFERROR(INDEX('SISPSN 2023'!K$3:K$442,MATCH($C368,'SISPSN 2023'!$J$3:$J$442,0)),\"\")","v":""},{"$f":"IFERROR(INDEX('SISPSN 2023'!L$3:L$442,MATCH($C368,'SISPSN 2023'!$J$3:$J$442,0)),\"\")","v":""},{"$f":"IFERROR(INDEX('SISPSN 2023'!M$3:M$442,MATCH($C368,'SISPSN 2023'!$J$3:$J$442,0)),\"\")","v":""},{"$f":"IFERROR(INDEX('SISPSN 2023'!N$3:N$442,MATCH($C368,'SISPSN 2023'!$J$3:$J$442,0)),\"\")","v":""},{"$f":"IFERROR(INDEX('SISPSN 2023'!O$3:O$442,MATCH($C368,'SISPSN 2023'!$J$3:$J$442,0)),\"\")","v":""},{"$f":"IFERROR(INDEX('SISPSN 2023'!P$3:P$442,MATCH($C368,'SISPSN 2023'!$J$3:$J$442,0)),\"\")","v":""},{"$f":"IFERROR(INDEX('SISPSN 2023'!Q$3:Q$442,MATCH($C368,'SISPSN 2023'!$J$3:$J$442,0)),\"\")","v":""},{"$f":"IFERROR(INDEX('SISPSN 2023'!R$3:R$442,MATCH($C368,'SISPSN 2023'!$J$3:$J$442,0)),\"\")","v":""},{"$f":"IFERROR(INDEX('SISPSN 2023'!S$3:S$442,MATCH($C368,'SISPSN 2023'!$J$3:$J$442,0)),\"\")","v":""},{"$f":"IFERROR(INDEX('SISPSN 2023'!T$3:T$442,MATCH($C368,'SISPSN 2023'!$J$3:$J$442,0)),\"\")","v":""},{"$f":"IFERROR(INDEX('SISPSN 2023'!U$3:U$442,MATCH($C368,'SISPSN 2023'!$J$3:$J$442,0)),\"\")","v":""},null,{"$error":"#VALUE!"},{"$error":"#VALUE!"},{"$error":"#VALUE!"},{"$error":"#VALUE!"},{"$error":"#VALUE!"},{"$error":"#VALUE!"},{"$f":"IFERROR(PERCENTRANK(_xlfn._xlws.FILTER($AD$4:$AD$547,$AD$4:$AD$547<>\"\"),AD368),\"\")","v":""},{"$error":"#VALUE!"},{"$error":"#VALUE!"},{"$error":"#VALUE!"}]
["Papua","Papua","Waropen",34997,2022,null,"Papua","Papua","Waropen",65.099999999999994,65.67,66.459999999999994,0.14199999999999999,0,{"$f":"IFERROR(INDEX('SISPSN 2023'!H$3:H$442,MATCH($C369,'SISPSN 2023'!$J$3:$J$442,0)),\"\")","v":""},{"$f":"IFERROR(INDEX('SISPSN 2023'!I$3:I$442,MATCH($C369,'SISPSN 2023'!$J$3:$J$442,0)),\"\")","v":""},{"$f":"IFERROR(INDEX('SISPSN 2023'!J$3:J$442,MATCH($C369,'SISPSN 2023'!$J$3:$J$442,0)),\"\")","v":""},{"$f":"IFERROR(INDEX('SISPSN 2023'!K$3:K$442,MATCH($C369,'SISPSN 2023'!$J$3:$J$442,0)),\"\")","v":""},{"$f":"IFERROR(INDEX('SISPSN 2023'!L$3:L$442,MATCH($C369,'SISPSN 2023'!$J$3:$J$442,0)),\"\")","v":""},{"$f":"IFERROR(INDEX('SISPSN 2023'!M$3:M$442,MATCH($C369,'SISPSN 2023'!$J$3:$J$442,0)),\"\")","v":""},{"$f":"IFERROR(INDEX('SISPSN 2023'!N$3:N$442,MATCH($C369,'SISPSN 2023'!$J$3:$J$442,0)),\"\")","v":""},{"$f":"IFERROR(INDEX('SISPSN 2023'!O$3:O$442,MATCH($C369,'SISPSN 2023'!$J$3:$J$442,0)),\"\")","v":""},{"$f":"IFERROR(INDEX('SISPSN 2023'!P$3:P$442,MATCH($C369,'SISPSN 2023'!$J$3:$J$442,0)),\"\")","v":""},{"$f":"IFERROR(INDEX('SISPSN 2023'!Q$3:Q$442,MATCH($C369,'SISPSN 2023'!$J$3:$J$442,0)),\"\")","v":""},{"$f":"IFERROR(INDEX('SISPSN 2023'!R$3:R$442,MATCH($C369,'SISPSN 2023'!$J$3:$J$442,0)),\"\")","v":""},{"$f":"IFERROR(INDEX('SISPSN 2023'!S$3:S$442,MATCH($C369,'SISPSN 2023'!$J$3:$J$442,0)),\"\")","v":""},{"$f":"IFERROR(INDEX('SISPSN 2023'!T$3:T$442,MATCH($C369,'SISPSN 2023'!$J$3:$J$442,0)),\"\")","v":""},{"$f":"IFERROR(INDEX('SISPSN 2023'!U$3:U$442,MATCH($C369,'SISPSN 2023'!$J$3:$J$442,0)),\"\")","v":""},null,{"$error":"#VALUE!"},{"$error":"#VALUE!"},{"$error":"#VALUE!"},{"$error":"#VALUE!"},{"$error":"#VALUE!"},{"$error":"#VALUE!"},{"$f":"IFERROR(PERCENTRANK(_xlfn._xlws.FILTER($AD$4:$AD$547,$AD$4:$AD$547<>\"\"),AD369),\"\")","v":""},{"$error":"#VALUE!"},{"$error":"#VALUE!"},{"$error":"#VALUE!"}]
["Papua","Papua","Yahukimo",361776,2022,null,"Papua","Papua","Yahukimo",49.48,50.25,51.19,1.7999999999999999E-2,0,{"$f":"IFERROR(INDEX('SISPSN 2023'!H$3:H$442,MATCH($C370,'SISPSN 2023'!$J$3:$J$442,0)),\"\")","v":""},{"$f":"IFERROR(INDEX('SISPSN 2023'!I$3:I$442,MATCH($C370,'SISPSN 2023'!$J$3:$J$442,0)),\"\")","v":""},{"$f":"IFERROR(INDEX('SISPSN 2023'!J$3:J$442,MATCH($C370,'SISPSN 2023'!$J$3:$J$442,0)),\"\")","v":""},{"$f":"IFERROR(INDEX('SISPSN 2023'!K$3:K$442,MATCH($C370,'SISPSN 2023'!$J$3:$J$442,0)),\"\")","v":""},{"$f":"IFERROR(INDEX('SISPSN 2023'!L$3:L$442,MATCH($C370,'SISPSN 2023'!$J$3:$J$442,0)),\"\")","v":""},{"$f":"IFERROR(INDEX('SISPSN 2023'!M$3:M$442,MATCH($C370,'SISPSN 2023'!$J$3:$J$442,0)),\"\")","v":""},{"$f":"IFERROR(INDEX('SISPSN 2023'!N$3:N$442,MATCH($C370,'SISPSN 2023'!$J$3:$J$442,0)),\"\")","v":""},{"$f":"IFERROR(INDEX('SISPSN 2023'!O$3:O$442,MATCH($C370,'SISPSN 2023'!$J$3:$J$442,0)),\"\")","v":""},{"$f":"IFERROR(INDEX('SISPSN 2023'!P$3:P$442,MATCH($C370,'SISPSN 2023'!$J$3:$J$442,0)),\"\")","v":""},{"$f":"IFERROR(INDEX('SISPSN 2023'!Q$3:Q$442,MATCH($C370,'SISPSN 2023'!$J$3:$J$442,0)),\"\")","v":""},{"$f":"IFERROR(INDEX('SISPSN 2023'!R$3:R$442,MATCH($C370,'SISPSN 2023'!$J$3:$J$442,0)),\"\")","v":""},{"$f":"IFERROR(INDEX('SISPSN 2023'!S$3:S$442,MATCH($C370,'SISPSN 2023'!$J$3:$J$442,0)),\"\")","v":""},{"$f":"IFERROR(INDEX('SISPSN 2023'!T$3:T$442,MATCH($C370,'SISPSN 2023'!$J$3:$J$442,0)),\"\")","v":""},{"$f":"IFERROR(INDEX('SISPSN 2023'!U$3:U$442,MATCH($C370,'SISPSN 2023'!$J$3:$J$442,0)),\"\")","v":""},null,{"$error":"#VALUE!"},{"$error":"#VALUE!"},{"$error":"#VALUE!"},{"$error":"#VALUE!"},{"$error":"#VALUE!"},{"$error":"#VALUE!"},{"$f":"IFERROR(PERCENTRANK(_xlfn._xlws.FILTER($AD$4:$AD$547,$AD$4:$AD$547<>\"\"),AD370),\"\")","v":""},{"$error":"#VALUE!"},{"$error":"#VALUE!"},{"$error":"#VALUE!"}]
["Papua","Papua","Yalimo",105139,2022,null,"Papua","Papua","Yalimo",49.01,49.9,50.87,1.4E-2,0,{"$f":"IFERROR(INDEX('SISPSN 2023'!H$3:H$442,MATCH($C371,'SISPSN 2023'!$J$3:$J$442,0)),\"\")","v":""},{"$f":"IFERROR(INDEX('SISPSN 2023'!I$3:I$442,MATCH($C371,'SISPSN 2023'!$J$3:$J$442,0)),\"\")","v":""},{"$f":"IFERROR(INDEX('SISPSN 2023'!J$3:J$442,MATCH($C371,'SISPSN 2023'!$J$3:$J$442,0)),\"\")","v":""},{"$f":"IFERROR(INDEX('SISPSN 2023'!K$3:K$442,MATCH($C371,'SISPSN 2023'!$J$3:$J$442,0)),\"\")","v":""},{"$f":"IFERROR(INDEX('SISPSN 2023'!L$3:L$442,MATCH($C371,'SISPSN 2023'!$J$3:$J$442,0)),\"\")","v":""},{"$f":"IFERROR(INDEX('SISPSN 2023'!M$3:M$442,MATCH($C371,'SISPSN 2023'!$J$3:$J$442,0)),\"\")","v":""},{"$f":"IFERROR(INDEX('SISPSN 2023'!N$3:N$442,MATCH($C371,'SISPSN 2023'!$J$3:$J$442,0)),\"\")","v":""},{"$f":"IFERROR(INDEX('SISPSN 2023'!O$3:O$442,MATCH($C371,'SISPSN 2023'!$J$3:$J$442,0)),\"\")","v":""},{"$f":"IFERROR(INDEX('SISPSN 2023'!P$3:P$442,MATCH($C371,'SISPSN 2023'!$J$3:$J$442,0)),\"\")","v":""},{"$f":"IFERROR(INDEX('SISPSN 2023'!Q$3:Q$442,MATCH($C371,'SISPSN 2023'!$J$3:$J$442,0)),\"\")","v":""},{"$f":"IFERROR(INDEX('SISPSN 2023'!R$3:R$442,MATCH($C371,'SISPSN 2023'!$J$3:$J$442,0)),\"\")","v":""},{"$f":"IFERROR(INDEX('SISPSN 2023'!S$3:S$442,MATCH($C371,'SISPSN 2023'!$J$3:$J$442,0)),\"\")","v":""},{"$f":"IFERROR(INDEX('SISPSN 2023'!T$3:T$442,MATCH($C371,'SISPSN 2023'!$J$3:$J$442,0)),\"\")","v":""},{"$f":"IFERROR(INDEX('SISPSN 2023'!U$3:U$442,MATCH($C371,'SISPSN 2023'!$J$3:$J$442,0)),\"\")","v":""},null,{"$error":"#VALUE!"},{"$error":"#VALUE!"},{"$error":"#VALUE!"},{"$error":"#VALUE!"},{"$error":"#VALUE!"},{"$error":"#VALUE!"},{"$f":"IFERROR(PERCENTRANK(_xlfn._xlws.FILTER($AD$4:$AD$547,$AD$4:$AD$547<>\"\"),AD371),\"\")","v":""},{"$error":"#VALUE!"},{"$error":"#VALUE!"},{"$error":"#VALUE!"}]
["Papua","total","total",4418581,2022,null,"Provinsi Papua","total","Provinsi Papua",60.62,61.39,62.25,4.9000000000000002E-2,0,{"$f":"IFERROR(INDEX('SISPSN 2023'!H$3:H$442,MATCH($C372,'SISPSN 2023'!$J$3:$J$442,0)),\"\")","v":""},{"$f":"IFERROR(INDEX('SISPSN 2023'!I$3:I$442,MATCH($C372,'SISPSN 2023'!$J$3:$J$442,0)),\"\")","v":""},{"$f":"IFERROR(INDEX('SISPSN 2023'!J$3:J$442,MATCH($C372,'SISPSN 2023'!$J$3:$J$442,0)),\"\")","v":""},{"$f":"IFERROR(INDEX('SISPSN 2023'!K$3:K$442,MATCH($C372,'SISPSN 2023'!$J$3:$J$442,0)),\"\")","v":""},{"$f":"IFERROR(INDEX('SISPSN 2023'!L$3:L$442,MATCH($C372,'SISPSN 2023'!$J$3:$J$442,0)),\"\")","v":""},{"$f":"IFERROR(INDEX('SISPSN 2023'!M$3:M$442,MATCH($C372,'SISPSN 2023'!$J$3:$J$442,0)),\"\")","v":""},{"$f":"IFERROR(INDEX('SISPSN 2023'!N$3:N$442,MATCH($C372,'SISPSN 2023'!$J$3:$J$442,0)),\"\")","v":""},{"$f":"IFERROR(INDEX('SISPSN 2023'!O$3:O$442,MATCH($C372,'SISPSN 2023'!$J$3:$J$442,0)),\"\")","v":""},{"$f":"IFERROR(INDEX('SISPSN 2023'!P$3:P$442,MATCH($C372,'SISPSN 2023'!$J$3:$J$442,0)),\"\")","v":""},{"$f":"IFERROR(INDEX('SISPSN 2023'!Q$3:Q$442,MATCH($C372,'SISPSN 2023'!$J$3:$J$442,0)),\"\")","v":""},{"$f":"IFERROR(INDEX('SISPSN 2023'!R$3:R$442,MATCH($C372,'SISPSN 2023'!$J$3:$J$442,0)),\"\")","v":""},{"$f":"IFERROR(INDEX('SISPSN 2023'!S$3:S$442,MATCH($C372,'SISPSN 2023'!$J$3:$J$442,0)),\"\")","v":""},{"$f":"IFERROR(INDEX('SISPSN 2023'!T$3:T$442,MATCH($C372,'SISPSN 2023'!$J$3:$J$442,0)),\"\")","v":""},{"$f":"IFERROR(INDEX('SISPSN 2023'!U$3:U$442,MATCH($C372,'SISPSN 2023'!$J$3:$J$442,0)),\"\")","v":""},null,{"$error":"#VALUE!"},{"$error":"#VALUE!"},{"$error":"#VALUE!"},{"$error":"#VALUE!"},{"$error":"#VALUE!"},{"$error":"#VALUE!"},{"$f":"IFERROR(PERCENTRANK(_xlfn._xlws.FILTER($AD$4:$AD$547,$AD$4:$AD$547<>\"\"),AD372),\"\")","v":""},{"$error":"#VALUE!"},{"$error":"#VALUE!"},{"$error":"#VALUE!"}]
["Papua Barat Daya","Papua Barat Daya","total",621904,2022,null,"Papua Barat","total","Papua Barat",65.260000000000005,65.89,66.66,0.14399999999999999,0,{"$f":"IFERROR(INDEX('SISPSN 2023'!H$3:H$442,MATCH($C373,'SISPSN 2023'!$J$3:$J$442,0)),\"\")","v":""},{"$f":"IFERROR(INDEX('SISPSN 2023'!I$3:I$442,MATCH($C373,'SISPSN 2023'!$J$3:$J$442,0)),\"\")","v":""},{"$f":"IFERROR(INDEX('SISPSN 2023'!J$3:J$442,MATCH($C373,'SISPSN 2023'!$J$3:$J$442,0)),\"\")","v":""},{"$f":"IFERROR(INDEX('SISPSN 2023'!K$3:K$442,MATCH($C373,'SISPSN 2023'!$J$3:$J$442,0)),\"\")","v":""},{"$f":"IFERROR(INDEX('SISPSN 2023'!L$3:L$442,MATCH($C373,'SISPSN 2023'!$J$3:$J$442,0)),\"\")","v":""},{"$f":"IFERROR(INDEX('SISPSN 2023'!M$3:M$442,MATCH($C373,'SISPSN 2023'!$J$3:$J$442,0)),\"\")","v":""},{"$f":"IFERROR(INDEX('SISPSN 2023'!N$3:N$442,MATCH($C373,'SISPSN 2023'!$J$3:$J$442,0)),\"\")","v":""},{"$f":"IFERROR(INDEX('SISPSN 2023'!O$3:O$442,MATCH($C373,'SISPSN 2023'!$J$3:$J$442,0)),\"\")","v":""},{"$f":"IFERROR(INDEX('SISPSN 2023'!P$3:P$442,MATCH($C373,'SISPSN 2023'!$J$3:$J$442,0)),\"\")","v":""},{"$f":"IFERROR(INDEX('SISPSN 2023'!Q$3:Q$442,MATCH($C373,'SISPSN 2023'!$J$3:$J$442,0)),\"\")","v":""},{"$f":"IFERROR(INDEX('SISPSN 2023'!R$3:R$442,MATCH($C373,'SISPSN 2023'!$J$3:$J$442,0)),\"\")","v":""},{"$f":"IFERROR(INDEX('SISPSN 2023'!S$3:S$442,MATCH($C373,'SISPSN 2023'!$J$3:$J$442,0)),\"\")","v":""},{"$f":"IFERROR(INDEX('SISPSN 2023'!T$3:T$442,MATCH($C373,'SISPSN 2023'!$J$3:$J$442,0)),\"\")","v":""},{"$f":"IFERROR(INDEX('SISPSN 2023'!U$3:U$442,MATCH($C373,'SISPSN 2023'!$J$3:$J$442,0)),\"\")","v":""},null,{"$error":"#VALUE!"},{"$error":"#VALUE!"},{"$error":"#VALUE!"},{"$error":"#VALUE!"},{"$error":"#VALUE!"},{"$error":"#VALUE!"},{"$f":"IFERROR(PERCENTRANK(_xlfn._xlws.FILTER($AD$4:$AD$547,$AD$4:$AD$547<>\"\"),AD373),\"\")","v":""},{"$error":"#VALUE!"},{"$error":"#VALUE!"},{"$error":"#VALUE!"}]
["Papua Barat Daya","Papua Barat Daya","Fakfak",85197,2020,null,"Papua Barat Daya","Papua Barat Daya","Fakfak",68.52,69.12,69.72,0.27,0,{"$f":"IFERROR(INDEX('SISPSN 2023'!H$3:H$442,MATCH($C374,'SISPSN 2023'!$J$3:$J$442,0)),\"\")","v":""},{"$f":"IFERROR(INDEX('SISPSN 2023'!I$3:I$442,MATCH($C374,'SISPSN 2023'!$J$3:$J$442,0)),\"\")","v":""},{"$f":"IFERROR(INDEX('SISPSN 2023'!J$3:J$442,MATCH($C374,'SISPSN 2023'!$J$3:$J$442,0)),\"\")","v":""},{"$f":"IFERROR(INDEX('SISPSN 2023'!K$3:K$442,MATCH($C374,'SISPSN 2023'!$J$3:$J$442,0)),\"\")","v":""},{"$f":"IFERROR(INDEX('SISPSN 2023'!L$3:L$442,MATCH($C374,'SISPSN 2023'!$J$3:$J$442,0)),\"\")","v":""},{"$f":"IFERROR(INDEX('SISPSN 2023'!M$3:M$442,MATCH($C374,'SISPSN 2023'!$J$3:$J$442,0)),\"\")","v":""},{"$f":"IFERROR(INDEX('SISPSN 2023'!N$3:N$442,MATCH($C374,'SISPSN 2023'!$J$3:$J$442,0)),\"\")","v":""},{"$f":"IFERROR(INDEX('SISPSN 2023'!O$3:O$442,MATCH($C374,'SISPSN 2023'!$J$3:$J$442,0)),\"\")","v":""},{"$f":"IFERROR(INDEX('SISPSN 2023'!P$3:P$442,MATCH($C374,'SISPSN 2023'!$J$3:$J$442,0)),\"\")","v":""},{"$f":"IFERROR(INDEX('SISPSN 2023'!Q$3:Q$442,MATCH($C374,'SISPSN 2023'!$J$3:$J$442,0)),\"\")","v":""},{"$f":"IFERROR(INDEX('SISPSN 2023'!R$3:R$442,MATCH($C374,'SISPSN 2023'!$J$3:$J$442,0)),\"\")","v":""},{"$f":"IFERROR(INDEX('SISPSN 2023'!S$3:S$442,MATCH($C374,'SISPSN 2023'!$J$3:$J$442,0)),\"\")","v":""},{"$f":"IFERROR(INDEX('SISPSN 2023'!T$3:T$442,MATCH($C374,'SISPSN 2023'!$J$3:$J$442,0)),\"\")","v":""},{"$f":"IFERROR(INDEX('SISPSN 2023'!U$3:U$442,MATCH($C374,'SISPSN 2023'!$J$3:$J$442,0)),\"\")","v":""},null,{"$error":"#VALUE!"},{"$error":"#VALUE!"},{"$error":"#VALUE!"},{"$error":"#VALUE!"},{"$error":"#VALUE!"},{"$error":"#VALUE!"},{"$f":"IFERROR(PERCENTRANK(_xlfn._xlws.FILTER($AD$4:$AD$547,$AD$4:$AD$547<>\"\"),AD374),\"\")","v":""},{"$error":"#VALUE!"},{"$error":"#VALUE!"},{"$error":"#VALUE!"}]
["Papua Barat Daya","Papua Barat Daya","Kab. Kaimana",62256,2020,null,"Papua Barat Daya","Papua Barat Daya","Kaimana",65.31,66.11,66.72,0.15,1,{"$f":"IFERROR(INDEX('SISPSN 2023'!H$3:H$442,MATCH($C375,'SISPSN 2023'!$J$3:$J$442,0)),\"\")","v":2023},{"$f":"IFERROR(INDEX('SISPSN 2023'!I$3:I$442,MATCH($C375,'SISPSN 2023'!$J$3:$J$442,0)),\"\")","v":"Papua Barat"},{"$f":"IFERROR(INDEX('SISPSN 2023'!J$3:J$442,MATCH($C375,'SISPSN 2023'!$J$3:$J$442,0)),\"\")","v":"Kab. Kaimana"},{"$f":"IFERROR(INDEX('SISPSN 2023'!K$3:K$442,MATCH($C375,'SISPSN 2023'!$J$3:$J$442,0)),\"\")","v":9382.69},{"$f":"IFERROR(INDEX('SISPSN 2023'!L$3:L$442,MATCH($C375,'SISPSN 2023'!$J$3:$J$442,0)),\"\")","v":263.63},{"$f":"IFERROR(INDEX('SISPSN 2023'!M$3:M$442,MATCH($C375,'SISPSN 2023'!$J$3:$J$442,0)),\"\")","v":2.81},{"$f":"IFERROR(INDEX('SISPSN 2023'!N$3:N$442,MATCH($C375,'SISPSN 2023'!$J$3:$J$442,0)),\"\")","v":4456.6499999999996},{"$f":"IFERROR(INDEX('SISPSN 2023'!O$3:O$442,MATCH($C375,'SISPSN 2023'!$J$3:$J$442,0)),\"\")","v":47.5},{"$f":"IFERROR(INDEX('SISPSN 2023'!P$3:P$442,MATCH($C375,'SISPSN 2023'!$J$3:$J$442,0)),\"\")","v":4720.28},{"$f":"IFERROR(INDEX('SISPSN 2023'!Q$3:Q$442,MATCH($C375,'SISPSN 2023'!$J$3:$J$442,0)),\"\")","v":50.31},{"$f":"IFERROR(INDEX('SISPSN 2023'!R$3:R$442,MATCH($C375,'SISPSN 2023'!$J$3:$J$442,0)),\"\")","v":253.68},{"$f":"IFERROR(INDEX('SISPSN 2023'!S$3:S$442,MATCH($C375,'SISPSN 2023'!$J$3:$J$442,0)),\"\")","v":0},{"$f":"IFERROR(INDEX('SISPSN 2023'!T$3:T$442,MATCH($C375,'SISPSN 2023'!$J$3:$J$442,0)),\"\")","v":2.7},{"$f":"IFERROR(INDEX('SISPSN 2023'!U$3:U$442,MATCH($C375,'SISPSN 2023'!$J$3:$J$442,0)),\"\")","v":"P 2"},null,0.41290799280390644,1.1601676506726095E-2,0.19612567463377023,0.20772735114049634,1.1163802663681202E-2,0,{"$f":"IFERROR(PERCENTRANK(_xlfn._xlws.FILTER($AD$4:$AD$547,$AD$4:$AD$547<>\"\"),AD375),\"\")","v":""},0.33100000000000002,0.56599999999999995,0.378]
["Papua Barat Daya","Papua Barat Daya","Kota Sorong",284410,2020,null,"Papua Barat Daya","Papua Barat Daya","Kota Sorong",78.489999999999995,78.98,79.650000000000006,0.88200000000000001,1,{"$f":"IFERROR(INDEX('SISPSN 2023'!H$3:H$442,MATCH($C376,'SISPSN 2023'!$J$3:$J$442,0)),\"\")","v":2023},{"$f":"IFERROR(INDEX('SISPSN 2023'!I$3:I$442,MATCH($C376,'SISPSN 2023'!$J$3:$J$442,0)),\"\")","v":"Papua Barat Daya"},{"$f":"IFERROR(INDEX('SISPSN 2023'!J$3:J$442,MATCH($C376,'SISPSN 2023'!$J$3:$J$442,0)),\"\")","v":"Kota Sorong"},{"$f":"IFERROR(INDEX('SISPSN 2023'!K$3:K$442,MATCH($C376,'SISPSN 2023'!$J$3:$J$442,0)),\"\")","v":53833.49},{"$f":"IFERROR(INDEX('SISPSN 2023'!L$3:L$442,MATCH($C376,'SISPSN 2023'!$J$3:$J$442,0)),\"\")","v":0},{"$f":"IFERROR(INDEX('SISPSN 2023'!M$3:M$442,MATCH($C376,'SISPSN 2023'!$J$3:$J$442,0)),\"\")","v":0},{"$f":"IFERROR(INDEX('SISPSN 2023'!N$3:N$442,MATCH($C376,'SISPSN 2023'!$J$3:$J$442,0)),\"\")","v":7227},{"$f":"IFERROR(INDEX('SISPSN 2023'!O$3:O$442,MATCH($C376,'SISPSN 2023'!$J$3:$J$442,0)),\"\")","v":13.42},{"$f":"IFERROR(INDEX('SISPSN 2023'!P$3:P$442,MATCH($C376,'SISPSN 2023'!$J$3:$J$442,0)),\"\")","v":7227},{"$f":"IFERROR(INDEX('SISPSN 2023'!Q$3:Q$442,MATCH($C376,'SISPSN 2023'!$J$3:$J$442,0)),\"\")","v":13.42},{"$f":"IFERROR(INDEX('SISPSN 2023'!R$3:R$442,MATCH($C376,'SISPSN 2023'!$J$3:$J$442,0)),\"\")","v":0},{"$f":"IFERROR(INDEX('SISPSN 2023'!S$3:S$442,MATCH($C376,'SISPSN 2023'!$J$3:$J$442,0)),\"\")","v":0},{"$f":"IFERROR(INDEX('SISPSN 2023'!T$3:T$442,MATCH($C376,'SISPSN 2023'!$J$3:$J$442,0)),\"\")","v":0},{"$f":"IFERROR(INDEX('SISPSN 2023'!U$3:U$442,MATCH($C376,'SISPSN 2023'!$J$3:$J$442,0)),\"\")","v":"P 2"},null,0.51857886044312829,0,6.9617805281108253E-2,6.9617805281108253E-2,0,0,{"$f":"IFERROR(PERCENTRANK(_xlfn._xlws.FILTER($AD$4:$AD$547,$AD$4:$AD$547<>\"\"),AD376),\"\")","v":""},0,0.104,0]
["Papua Barat Daya","Papua Barat Daya","Kab. Manokwari",192663,2020,null,"Papua Barat Daya","Papua Barat Daya","Manokwari",72.02,72.599999999999994,73.209999999999994,0.56899999999999995,1,{"$f":"IFERROR(INDEX('SISPSN 2023'!H$3:H$442,MATCH($C377,'SISPSN 2023'!$J$3:$J$442,0)),\"\")","v":2023},{"$f":"IFERROR(INDEX('SISPSN 2023'!I$3:I$442,MATCH($C377,'SISPSN 2023'!$J$3:$J$442,0)),\"\")","v":"Papua Barat"},{"$f":"IFERROR(INDEX('SISPSN 2023'!J$3:J$442,MATCH($C377,'SISPSN 2023'!$J$3:$J$442,0)),\"\")","v":"Kab. Manokwari"},{"$f":"IFERROR(INDEX('SISPSN 2023'!K$3:K$442,MATCH($C377,'SISPSN 2023'!$J$3:$J$442,0)),\"\")","v":65849.34},{"$f":"IFERROR(INDEX('SISPSN 2023'!L$3:L$442,MATCH($C377,'SISPSN 2023'!$J$3:$J$442,0)),\"\")","v":365},{"$f":"IFERROR(INDEX('SISPSN 2023'!M$3:M$442,MATCH($C377,'SISPSN 2023'!$J$3:$J$442,0)),\"\")","v":0.55000000000000004},{"$f":"IFERROR(INDEX('SISPSN 2023'!N$3:N$442,MATCH($C377,'SISPSN 2023'!$J$3:$J$442,0)),\"\")","v":45179.7},{"$f":"IFERROR(INDEX('SISPSN 2023'!O$3:O$442,MATCH($C377,'SISPSN 2023'!$J$3:$J$442,0)),\"\")","v":68.61},{"$f":"IFERROR(INDEX('SISPSN 2023'!P$3:P$442,MATCH($C377,'SISPSN 2023'!$J$3:$J$442,0)),\"\")","v":45544.7},{"$f":"IFERROR(INDEX('SISPSN 2023'!Q$3:Q$442,MATCH($C377,'SISPSN 2023'!$J$3:$J$442,0)),\"\")","v":69.17},{"$f":"IFERROR(INDEX('SISPSN 2023'!R$3:R$442,MATCH($C377,'SISPSN 2023'!$J$3:$J$442,0)),\"\")","v":365},{"$f":"IFERROR(INDEX('SISPSN 2023'!S$3:S$442,MATCH($C377,'SISPSN 2023'!$J$3:$J$442,0)),\"\")","v":0},{"$f":"IFERROR(INDEX('SISPSN 2023'!T$3:T$442,MATCH($C377,'SISPSN 2023'!$J$3:$J$442,0)),\"\")","v":0.55000000000000004},{"$f":"IFERROR(INDEX('SISPSN 2023'!U$3:U$442,MATCH($C377,'SISPSN 2023'!$J$3:$J$442,0)),\"\")","v":"P 2"},null,0.93639749554886775,5.1904101981179573E-3,0.64246897432304073,0.64765938452115868,5.1904101981179573E-3,0,{"$f":"IFERROR(PERCENTRANK(_xlfn._xlws.FILTER($AD$4:$AD$547,$AD$4:$AD$547<>\"\"),AD377),\"\")","v":""},0.22600000000000001,0.74299999999999999,0.26700000000000002]
["Papua Barat Daya","Papua Barat Daya","Manokwari Selatan",35949,2020,null,"Papua Barat Daya","Papua Barat Daya","Manokwari Selatan",59.85,60.68,61.55,4.2999999999999997E-2,0,{"$f":"IFERROR(INDEX('SISPSN 2023'!H$3:H$442,MATCH($C378,'SISPSN 2023'!$J$3:$J$442,0)),\"\")","v":""},{"$f":"IFERROR(INDEX('SISPSN 2023'!I$3:I$442,MATCH($C378,'SISPSN 2023'!$J$3:$J$442,0)),\"\")","v":""},{"$f":"IFERROR(INDEX('SISPSN 2023'!J$3:J$442,MATCH($C378,'SISPSN 2023'!$J$3:$J$442,0)),\"\")","v":""},{"$f":"IFERROR(INDEX('SISPSN 2023'!K$3:K$442,MATCH($C378,'SISPSN 2023'!$J$3:$J$442,0)),\"\")","v":""},{"$f":"IFERROR(INDEX('SISPSN 2023'!L$3:L$442,MATCH($C378,'SISPSN 2023'!$J$3:$J$442,0)),\"\")","v":""},{"$f":"IFERROR(INDEX('SISPSN 2023'!M$3:M$442,MATCH($C378,'SISPSN 2023'!$J$3:$J$442,0)),\"\")","v":""},{"$f":"IFERROR(INDEX('SISPSN 2023'!N$3:N$442,MATCH($C378,'SISPSN 2023'!$J$3:$J$442,0)),\"\")","v":""},{"$f":"IFERROR(INDEX('SISPSN 2023'!O$3:O$442,MATCH($C378,'SISPSN 2023'!$J$3:$J$442,0)),\"\")","v":""},{"$f":"IFERROR(INDEX('SISPSN 2023'!P$3:P$442,MATCH($C378,'SISPSN 2023'!$J$3:$J$442,0)),\"\")","v":""},{"$f":"IFERROR(INDEX('SISPSN 2023'!Q$3:Q$442,MATCH($C378,'SISPSN 2023'!$J$3:$J$442,0)),\"\")","v":""},{"$f":"IFERROR(INDEX('SISPSN 2023'!R$3:R$442,MATCH($C378,'SISPSN 2023'!$J$3:$J$442,0)),\"\")","v":""},{"$f":"IFERROR(INDEX('SISPSN 2023'!S$3:S$442,MATCH($C378,'SISPSN 2023'!$J$3:$J$442,0)),\"\")","v":""},{"$f":"IFERROR(INDEX('SISPSN 2023'!T$3:T$442,MATCH($C378,'SISPSN 2023'!$J$3:$J$442,0)),\"\")","v":""},{"$f":"IFERROR(INDEX('SISPSN 2023'!U$3:U$442,MATCH($C378,'SISPSN 2023'!$J$3:$J$442,0)),\"\")","v":""},null,{"$error":"#VALUE!"},{"$error":"#VALUE!"},{"$error":"#VALUE!"},{"$error":"#VALUE!"},{"$error":"#VALUE!"},{"$error":"#VALUE!"},{"$f":"IFERROR(PERCENTRANK(_xlfn._xlws.FILTER($AD$4:$AD$547,$AD$4:$AD$547<>\"\"),AD378),\"\")","v":""},{"$error":"#VALUE!"},{"$error":"#VALUE!"},{"$error":"#VALUE!"}]
["Papua Barat Daya","Papua Barat Daya","Maybrat",42911,2020,null,"Papua Barat Daya","Papua Barat Daya","Maybrat",59.7,60.49,61.29,4.1000000000000002E-2,0,{"$f":"IFERROR(INDEX('SISPSN 2023'!H$3:H$442,MATCH($C379,'SISPSN 2023'!$J$3:$J$442,0)),\"\")","v":""},{"$f":"IFERROR(INDEX('SISPSN 2023'!I$3:I$442,MATCH($C379,'SISPSN 2023'!$J$3:$J$442,0)),\"\")","v":""},{"$f":"IFERROR(INDEX('SISPSN 2023'!J$3:J$442,MATCH($C379,'SISPSN 2023'!$J$3:$J$442,0)),\"\")","v":""},{"$f":"IFERROR(INDEX('SISPSN 2023'!K$3:K$442,MATCH($C379,'SISPSN 2023'!$J$3:$J$442,0)),\"\")","v":""},{"$f":"IFERROR(INDEX('SISPSN 2023'!L$3:L$442,MATCH($C379,'SISPSN 2023'!$J$3:$J$442,0)),\"\")","v":""},{"$f":"IFERROR(INDEX('SISPSN 2023'!M$3:M$442,MATCH($C379,'SISPSN 2023'!$J$3:$J$442,0)),\"\")","v":""},{"$f":"IFERROR(INDEX('SISPSN 2023'!N$3:N$442,MATCH($C379,'SISPSN 2023'!$J$3:$J$442,0)),\"\")","v":""},{"$f":"IFERROR(INDEX('SISPSN 2023'!O$3:O$442,MATCH($C379,'SISPSN 2023'!$J$3:$J$442,0)),\"\")","v":""},{"$f":"IFERROR(INDEX('SISPSN 2023'!P$3:P$442,MATCH($C379,'SISPSN 2023'!$J$3:$J$442,0)),\"\")","v":""},{"$f":"IFERROR(INDEX('SISPSN 2023'!Q$3:Q$442,MATCH($C379,'SISPSN 2023'!$J$3:$J$442,0)),\"\")","v":""},{"$f":"IFERROR(INDEX('SISPSN 2023'!R$3:R$442,MATCH($C379,'SISPSN 2023'!$J$3:$J$442,0)),\"\")","v":""},{"$f":"IFERROR(INDEX('SISPSN 2023'!S$3:S$442,MATCH($C379,'SISPSN 2023'!$J$3:$J$442,0)),\"\")","v":""},{"$f":"IFERROR(INDEX('SISPSN 2023'!T$3:T$442,MATCH($C379,'SISPSN 2023'!$J$3:$J$442,0)),\"\")","v":""},{"$f":"IFERROR(INDEX('SISPSN 2023'!U$3:U$442,MATCH($C379,'SISPSN 2023'!$J$3:$J$442,0)),\"\")","v":""},null,{"$error":"#VALUE!"},{"$error":"#VALUE!"},{"$error":"#VALUE!"},{"$error":"#VALUE!"},{"$error":"#VALUE!"},{"$error":"#VALUE!"},{"$f":"IFERROR(PERCENTRANK(_xlfn._xlws.FILTER($AD$4:$AD$547,$AD$4:$AD$547<>\"\"),AD379),\"\")","v":""},{"$error":"#VALUE!"},{"$error":"#VALUE!"},{"$error":"#VALUE!"}]
["Papua Barat Daya","Papua Barat Daya","Pegunungan Arfak",38207,2020,null,"Papua Barat Daya","Papua Barat Daya","Pegunungan Arfak",56.13,57.01,57.82,0.03,0,{"$f":"IFERROR(INDEX('SISPSN 2023'!H$3:H$442,MATCH($C380,'SISPSN 2023'!$J$3:$J$442,0)),\"\")","v":""},{"$f":"IFERROR(INDEX('SISPSN 2023'!I$3:I$442,MATCH($C380,'SISPSN 2023'!$J$3:$J$442,0)),\"\")","v":""},{"$f":"IFERROR(INDEX('SISPSN 2023'!J$3:J$442,MATCH($C380,'SISPSN 2023'!$J$3:$J$442,0)),\"\")","v":""},{"$f":"IFERROR(INDEX('SISPSN 2023'!K$3:K$442,MATCH($C380,'SISPSN 2023'!$J$3:$J$442,0)),\"\")","v":""},{"$f":"IFERROR(INDEX('SISPSN 2023'!L$3:L$442,MATCH($C380,'SISPSN 2023'!$J$3:$J$442,0)),\"\")","v":""},{"$f":"IFERROR(INDEX('SISPSN 2023'!M$3:M$442,MATCH($C380,'SISPSN 2023'!$J$3:$J$442,0)),\"\")","v":""},{"$f":"IFERROR(INDEX('SISPSN 2023'!N$3:N$442,MATCH($C380,'SISPSN 2023'!$J$3:$J$442,0)),\"\")","v":""},{"$f":"IFERROR(INDEX('SISPSN 2023'!O$3:O$442,MATCH($C380,'SISPSN 2023'!$J$3:$J$442,0)),\"\")","v":""},{"$f":"IFERROR(INDEX('SISPSN 2023'!P$3:P$442,MATCH($C380,'SISPSN 2023'!$J$3:$J$442,0)),\"\")","v":""},{"$f":"IFERROR(INDEX('SISPSN 2023'!Q$3:Q$442,MATCH($C380,'SISPSN 2023'!$J$3:$J$442,0)),\"\")","v":""},{"$f":"IFERROR(INDEX('SISPSN 2023'!R$3:R$442,MATCH($C380,'SISPSN 2023'!$J$3:$J$442,0)),\"\")","v":""},{"$f":"IFERROR(INDEX('SISPSN 2023'!S$3:S$442,MATCH($C380,'SISPSN 2023'!$J$3:$J$442,0)),\"\")","v":""},{"$f":"IFERROR(INDEX('SISPSN 2023'!T$3:T$442,MATCH($C380,'SISPSN 2023'!$J$3:$J$442,0)),\"\")","v":""},{"$f":"IFERROR(INDEX('SISPSN 2023'!U$3:U$442,MATCH($C380,'SISPSN 2023'!$J$3:$J$442,0)),\"\")","v":""},null,{"$error":"#VALUE!"},{"$error":"#VALUE!"},{"$error":"#VALUE!"},{"$error":"#VALUE!"},{"$error":"#VALUE!"},{"$error":"#VALUE!"},{"$f":"IFERROR(PERCENTRANK(_xlfn._xlws.FILTER($AD$4:$AD$547,$AD$4:$AD$547<>\"\"),AD380),\"\")","v":""},{"$error":"#VALUE!"},{"$error":"#VALUE!"},{"$error":"#VALUE!"}]
["Papua Barat Daya","Papua Barat Daya","Kab. Raja Ampat",64141,2020,null,"Papua Barat Daya","Papua Barat Daya","Raja Ampat",63.92,64.650000000000006,65.260000000000005,9.8000000000000004E-2,1,{"$f":"IFERROR(INDEX('SISPSN 2023'!H$3:H$442,MATCH($C381,'SISPSN 2023'!$J$3:$J$442,0)),\"\")","v":2023},{"$f":"IFERROR(INDEX('SISPSN 2023'!I$3:I$442,MATCH($C381,'SISPSN 2023'!$J$3:$J$442,0)),\"\")","v":"Papua Barat Daya"},{"$f":"IFERROR(INDEX('SISPSN 2023'!J$3:J$442,MATCH($C381,'SISPSN 2023'!$J$3:$J$442,0)),\"\")","v":"Kab. Raja Ampat"},{"$f":"IFERROR(INDEX('SISPSN 2023'!K$3:K$442,MATCH($C381,'SISPSN 2023'!$J$3:$J$442,0)),\"\")","v":9893.4},{"$f":"IFERROR(INDEX('SISPSN 2023'!L$3:L$442,MATCH($C381,'SISPSN 2023'!$J$3:$J$442,0)),\"\")","v":32.159999999999997},{"$f":"IFERROR(INDEX('SISPSN 2023'!M$3:M$442,MATCH($C381,'SISPSN 2023'!$J$3:$J$442,0)),\"\")","v":0.33},{"$f":"IFERROR(INDEX('SISPSN 2023'!N$3:N$442,MATCH($C381,'SISPSN 2023'!$J$3:$J$442,0)),\"\")","v":2409},{"$f":"IFERROR(INDEX('SISPSN 2023'!O$3:O$442,MATCH($C381,'SISPSN 2023'!$J$3:$J$442,0)),\"\")","v":24.35},{"$f":"IFERROR(INDEX('SISPSN 2023'!P$3:P$442,MATCH($C381,'SISPSN 2023'!$J$3:$J$442,0)),\"\")","v":2441.16},{"$f":"IFERROR(INDEX('SISPSN 2023'!Q$3:Q$442,MATCH($C381,'SISPSN 2023'!$J$3:$J$442,0)),\"\")","v":24.67},{"$f":"IFERROR(INDEX('SISPSN 2023'!R$3:R$442,MATCH($C381,'SISPSN 2023'!$J$3:$J$442,0)),\"\")","v":25.66},{"$f":"IFERROR(INDEX('SISPSN 2023'!S$3:S$442,MATCH($C381,'SISPSN 2023'!$J$3:$J$442,0)),\"\")","v":0},{"$f":"IFERROR(INDEX('SISPSN 2023'!T$3:T$442,MATCH($C381,'SISPSN 2023'!$J$3:$J$442,0)),\"\")","v":0.26},{"$f":"IFERROR(INDEX('SISPSN 2023'!U$3:U$442,MATCH($C381,'SISPSN 2023'!$J$3:$J$442,0)),\"\")","v":"P 2"},null,0.42258782182148785,1.3736859269592911E-3,0.10289830217801407,0.10427198810497335,1.0960441817716234E-3,0,{"$f":"IFERROR(PERCENTRANK(_xlfn._xlws.FILTER($AD$4:$AD$547,$AD$4:$AD$547<>\"\"),AD381),\"\")","v":""},0.21199999999999999,0.28100000000000003,0.24299999999999999]
["Papua Barat Daya","Papua Barat Daya","Kab. Sorong",118679,2020,null,"Papua Barat Daya","Papua Barat Daya","Sorong",65.77,66.69,67.489999999999995,0.17699999999999999,1,{"$f":"IFERROR(INDEX('SISPSN 2023'!H$3:H$442,MATCH($C382,'SISPSN 2023'!$J$3:$J$442,0)),\"\")","v":2023},{"$f":"IFERROR(INDEX('SISPSN 2023'!I$3:I$442,MATCH($C382,'SISPSN 2023'!$J$3:$J$442,0)),\"\")","v":"Papua Barat Daya"},{"$f":"IFERROR(INDEX('SISPSN 2023'!J$3:J$442,MATCH($C382,'SISPSN 2023'!$J$3:$J$442,0)),\"\")","v":"Kab. Sorong"},{"$f":"IFERROR(INDEX('SISPSN 2023'!K$3:K$442,MATCH($C382,'SISPSN 2023'!$J$3:$J$442,0)),\"\")","v":18388.55},{"$f":"IFERROR(INDEX('SISPSN 2023'!L$3:L$442,MATCH($C382,'SISPSN 2023'!$J$3:$J$442,0)),\"\")","v":2185.7800000000002},{"$f":"IFERROR(INDEX('SISPSN 2023'!M$3:M$442,MATCH($C382,'SISPSN 2023'!$J$3:$J$442,0)),\"\")","v":11.89},{"$f":"IFERROR(INDEX('SISPSN 2023'!N$3:N$442,MATCH($C382,'SISPSN 2023'!$J$3:$J$442,0)),\"\")","v":5672.1},{"$f":"IFERROR(INDEX('SISPSN 2023'!O$3:O$442,MATCH($C382,'SISPSN 2023'!$J$3:$J$442,0)),\"\")","v":30.85},{"$f":"IFERROR(INDEX('SISPSN 2023'!P$3:P$442,MATCH($C382,'SISPSN 2023'!$J$3:$J$442,0)),\"\")","v":7857.88},{"$f":"IFERROR(INDEX('SISPSN 2023'!Q$3:Q$442,MATCH($C382,'SISPSN 2023'!$J$3:$J$442,0)),\"\")","v":42.73},{"$f":"IFERROR(INDEX('SISPSN 2023'!R$3:R$442,MATCH($C382,'SISPSN 2023'!$J$3:$J$442,0)),\"\")","v":1365.27},{"$f":"IFERROR(INDEX('SISPSN 2023'!S$3:S$442,MATCH($C382,'SISPSN 2023'!$J$3:$J$442,0)),\"\")","v":0},{"$f":"IFERROR(INDEX('SISPSN 2023'!T$3:T$442,MATCH($C382,'SISPSN 2023'!$J$3:$J$442,0)),\"\")","v":7.42},{"$f":"IFERROR(INDEX('SISPSN 2023'!U$3:U$442,MATCH($C382,'SISPSN 2023'!$J$3:$J$442,0)),\"\")","v":"P 2"},null,0.42450297896928602,5.0459123822785702E-2,0.13094144709679051,0.18140057091957618,3.1517503125444754E-2,0,{"$f":"IFERROR(PERCENTRANK(_xlfn._xlws.FILTER($AD$4:$AD$547,$AD$4:$AD$547<>\"\"),AD382),\"\")","v":""},0.57399999999999995,0.38300000000000001,0.52400000000000002]
["Papua Barat Daya","Papua Barat Daya","Sorong Selatan",52469,2020,null,"Papua Barat Daya","Papua Barat Daya","Sorong Selatan",62.46,63.08,63.94,7.3999999999999996E-2,0,{"$f":"IFERROR(INDEX('SISPSN 2023'!H$3:H$442,MATCH($C383,'SISPSN 2023'!$J$3:$J$442,0)),\"\")","v":""},{"$f":"IFERROR(INDEX('SISPSN 2023'!I$3:I$442,MATCH($C383,'SISPSN 2023'!$J$3:$J$442,0)),\"\")","v":""},{"$f":"IFERROR(INDEX('SISPSN 2023'!J$3:J$442,MATCH($C383,'SISPSN 2023'!$J$3:$J$442,0)),\"\")","v":""},{"$f":"IFERROR(INDEX('SISPSN 2023'!K$3:K$442,MATCH($C383,'SISPSN 2023'!$J$3:$J$442,0)),\"\")","v":""},{"$f":"IFERROR(INDEX('SISPSN 2023'!L$3:L$442,MATCH($C383,'SISPSN 2023'!$J$3:$J$442,0)),\"\")","v":""},{"$f":"IFERROR(INDEX('SISPSN 2023'!M$3:M$442,MATCH($C383,'SISPSN 2023'!$J$3:$J$442,0)),\"\")","v":""},{"$f":"IFERROR(INDEX('SISPSN 2023'!N$3:N$442,MATCH($C383,'SISPSN 2023'!$J$3:$J$442,0)),\"\")","v":""},{"$f":"IFERROR(INDEX('SISPSN 2023'!O$3:O$442,MATCH($C383,'SISPSN 2023'!$J$3:$J$442,0)),\"\")","v":""},{"$f":"IFERROR(INDEX('SISPSN 2023'!P$3:P$442,MATCH($C383,'SISPSN 2023'!$J$3:$J$442,0)),\"\")","v":""},{"$f":"IFERROR(INDEX('SISPSN 2023'!Q$3:Q$442,MATCH($C383,'SISPSN 2023'!$J$3:$J$442,0)),\"\")","v":""},{"$f":"IFERROR(INDEX('SISPSN 2023'!R$3:R$442,MATCH($C383,'SISPSN 2023'!$J$3:$J$442,0)),\"\")","v":""},{"$f":"IFERROR(INDEX('SISPSN 2023'!S$3:S$442,MATCH($C383,'SISPSN 2023'!$J$3:$J$442,0)),\"\")","v":""},{"$f":"IFERROR(INDEX('SISPSN 2023'!T$3:T$442,MATCH($C383,'SISPSN 2023'!$J$3:$J$442,0)),\"\")","v":""},{"$f":"IFERROR(INDEX('SISPSN 2023'!U$3:U$442,MATCH($C383,'SISPSN 2023'!$J$3:$J$442,0)),\"\")","v":""},null,{"$error":"#VALUE!"},{"$error":"#VALUE!"},{"$error":"#VALUE!"},{"$error":"#VALUE!"},{"$error":"#VALUE!"},{"$error":"#VALUE!"},{"$f":"IFERROR(PERCENTRANK(_xlfn._xlws.FILTER($AD$4:$AD$547,$AD$4:$AD$547<>\"\"),AD383),\"\")","v":""},{"$error":"#VALUE!"},{"$error":"#VALUE!"},{"$error":"#VALUE!"}]
["Papua Barat Daya","Papua Barat Daya","Tambrauw",28379,2020,null,"Papua Barat Daya","Papua Barat Daya","Tambrauw",53.71,54.63,55.55,2.5999999999999999E-2,0,{"$f":"IFERROR(INDEX('SISPSN 2023'!H$3:H$442,MATCH($C384,'SISPSN 2023'!$J$3:$J$442,0)),\"\")","v":""},{"$f":"IFERROR(INDEX('SISPSN 2023'!I$3:I$442,MATCH($C384,'SISPSN 2023'!$J$3:$J$442,0)),\"\")","v":""},{"$f":"IFERROR(INDEX('SISPSN 2023'!J$3:J$442,MATCH($C384,'SISPSN 2023'!$J$3:$J$442,0)),\"\")","v":""},{"$f":"IFERROR(INDEX('SISPSN 2023'!K$3:K$442,MATCH($C384,'SISPSN 2023'!$J$3:$J$442,0)),\"\")","v":""},{"$f":"IFERROR(INDEX('SISPSN 2023'!L$3:L$442,MATCH($C384,'SISPSN 2023'!$J$3:$J$442,0)),\"\")","v":""},{"$f":"IFERROR(INDEX('SISPSN 2023'!M$3:M$442,MATCH($C384,'SISPSN 2023'!$J$3:$J$442,0)),\"\")","v":""},{"$f":"IFERROR(INDEX('SISPSN 2023'!N$3:N$442,MATCH($C384,'SISPSN 2023'!$J$3:$J$442,0)),\"\")","v":""},{"$f":"IFERROR(INDEX('SISPSN 2023'!O$3:O$442,MATCH($C384,'SISPSN 2023'!$J$3:$J$442,0)),\"\")","v":""},{"$f":"IFERROR(INDEX('SISPSN 2023'!P$3:P$442,MATCH($C384,'SISPSN 2023'!$J$3:$J$442,0)),\"\")","v":""},{"$f":"IFERROR(INDEX('SISPSN 2023'!Q$3:Q$442,MATCH($C384,'SISPSN 2023'!$J$3:$J$442,0)),\"\")","v":""},{"$f":"IFERROR(INDEX('SISPSN 2023'!R$3:R$442,MATCH($C384,'SISPSN 2023'!$J$3:$J$442,0)),\"\")","v":""},{"$f":"IFERROR(INDEX('SISPSN 2023'!S$3:S$442,MATCH($C384,'SISPSN 2023'!$J$3:$J$442,0)),\"\")","v":""},{"$f":"IFERROR(INDEX('SISPSN 2023'!T$3:T$442,MATCH($C384,'SISPSN 2023'!$J$3:$J$442,0)),\"\")","v":""},{"$f":"IFERROR(INDEX('SISPSN 2023'!U$3:U$442,MATCH($C384,'SISPSN 2023'!$J$3:$J$442,0)),\"\")","v":""},null,{"$error":"#VALUE!"},{"$error":"#VALUE!"},{"$error":"#VALUE!"},{"$error":"#VALUE!"},{"$error":"#VALUE!"},{"$error":"#VALUE!"},{"$f":"IFERROR(PERCENTRANK(_xlfn._xlws.FILTER($AD$4:$AD$547,$AD$4:$AD$547<>\"\"),AD384),\"\")","v":""},{"$error":"#VALUE!"},{"$error":"#VALUE!"},{"$error":"#VALUE!"}]
["Papua Barat Daya","Papua Barat Daya","Teluk Bintuni",87083,2020,null,"Papua Barat Daya","Papua Barat Daya","Teluk Bintuni",64.650000000000006,65.27,66,0.125,0,{"$f":"IFERROR(INDEX('SISPSN 2023'!H$3:H$442,MATCH($C385,'SISPSN 2023'!$J$3:$J$442,0)),\"\")","v":""},{"$f":"IFERROR(INDEX('SISPSN 2023'!I$3:I$442,MATCH($C385,'SISPSN 2023'!$J$3:$J$442,0)),\"\")","v":""},{"$f":"IFERROR(INDEX('SISPSN 2023'!J$3:J$442,MATCH($C385,'SISPSN 2023'!$J$3:$J$442,0)),\"\")","v":""},{"$f":"IFERROR(INDEX('SISPSN 2023'!K$3:K$442,MATCH($C385,'SISPSN 2023'!$J$3:$J$442,0)),\"\")","v":""},{"$f":"IFERROR(INDEX('SISPSN 2023'!L$3:L$442,MATCH($C385,'SISPSN 2023'!$J$3:$J$442,0)),\"\")","v":""},{"$f":"IFERROR(INDEX('SISPSN 2023'!M$3:M$442,MATCH($C385,'SISPSN 2023'!$J$3:$J$442,0)),\"\")","v":""},{"$f":"IFERROR(INDEX('SISPSN 2023'!N$3:N$442,MATCH($C385,'SISPSN 2023'!$J$3:$J$442,0)),\"\")","v":""},{"$f":"IFERROR(INDEX('SISPSN 2023'!O$3:O$442,MATCH($C385,'SISPSN 2023'!$J$3:$J$442,0)),\"\")","v":""},{"$f":"IFERROR(INDEX('SISPSN 2023'!P$3:P$442,MATCH($C385,'SISPSN 2023'!$J$3:$J$442,0)),\"\")","v":""},{"$f":"IFERROR(INDEX('SISPSN 2023'!Q$3:Q$442,MATCH($C385,'SISPSN 2023'!$J$3:$J$442,0)),\"\")","v":""},{"$f":"IFERROR(INDEX('SISPSN 2023'!R$3:R$442,MATCH($C385,'SISPSN 2023'!$J$3:$J$442,0)),\"\")","v":""},{"$f":"IFERROR(INDEX('SISPSN 2023'!S$3:S$442,MATCH($C385,'SISPSN 2023'!$J$3:$J$442,0)),\"\")","v":""},{"$f":"IFERROR(INDEX('SISPSN 2023'!T$3:T$442,MATCH($C385,'SISPSN 2023'!$J$3:$J$442,0)),\"\")","v":""},{"$f":"IFERROR(INDEX('SISPSN 2023'!U$3:U$442,MATCH($C385,'SISPSN 2023'!$J$3:$J$442,0)),\"\")","v":""},null,{"$error":"#VALUE!"},{"$error":"#VALUE!"},{"$error":"#VALUE!"},{"$error":"#VALUE!"},{"$error":"#VALUE!"},{"$error":"#VALUE!"},{"$f":"IFERROR(PERCENTRANK(_xlfn._xlws.FILTER($AD$4:$AD$547,$AD$4:$AD$547<>\"\"),AD385),\"\")","v":""},{"$error":"#VALUE!"},{"$error":"#VALUE!"},{"$error":"#VALUE!"}]
["Papua Barat Daya","Papua Barat Daya","Teluk Wondama",41644,2020,null,"Papua Barat Daya","Papua Barat Daya","Teluk Wondama",60.33,60.87,61.67,4.4999999999999998E-2,0,{"$f":"IFERROR(INDEX('SISPSN 2023'!H$3:H$442,MATCH($C386,'SISPSN 2023'!$J$3:$J$442,0)),\"\")","v":""},{"$f":"IFERROR(INDEX('SISPSN 2023'!I$3:I$442,MATCH($C386,'SISPSN 2023'!$J$3:$J$442,0)),\"\")","v":""},{"$f":"IFERROR(INDEX('SISPSN 2023'!J$3:J$442,MATCH($C386,'SISPSN 2023'!$J$3:$J$442,0)),\"\")","v":""},{"$f":"IFERROR(INDEX('SISPSN 2023'!K$3:K$442,MATCH($C386,'SISPSN 2023'!$J$3:$J$442,0)),\"\")","v":""},{"$f":"IFERROR(INDEX('SISPSN 2023'!L$3:L$442,MATCH($C386,'SISPSN 2023'!$J$3:$J$442,0)),\"\")","v":""},{"$f":"IFERROR(INDEX('SISPSN 2023'!M$3:M$442,MATCH($C386,'SISPSN 2023'!$J$3:$J$442,0)),\"\")","v":""},{"$f":"IFERROR(INDEX('SISPSN 2023'!N$3:N$442,MATCH($C386,'SISPSN 2023'!$J$3:$J$442,0)),\"\")","v":""},{"$f":"IFERROR(INDEX('SISPSN 2023'!O$3:O$442,MATCH($C386,'SISPSN 2023'!$J$3:$J$442,0)),\"\")","v":""},{"$f":"IFERROR(INDEX('SISPSN 2023'!P$3:P$442,MATCH($C386,'SISPSN 2023'!$J$3:$J$442,0)),\"\")","v":""},{"$f":"IFERROR(INDEX('SISPSN 2023'!Q$3:Q$442,MATCH($C386,'SISPSN 2023'!$J$3:$J$442,0)),\"\")","v":""},{"$f":"IFERROR(INDEX('SISPSN 2023'!R$3:R$442,MATCH($C386,'SISPSN 2023'!$J$3:$J$442,0)),\"\")","v":""},{"$f":"IFERROR(INDEX('SISPSN 2023'!S$3:S$442,MATCH($C386,'SISPSN 2023'!$J$3:$J$442,0)),\"\")","v":""},{"$f":"IFERROR(INDEX('SISPSN 2023'!T$3:T$442,MATCH($C386,'SISPSN 2023'!$J$3:$J$442,0)),\"\")","v":""},{"$f":"IFERROR(INDEX('SISPSN 2023'!U$3:U$442,MATCH($C386,'SISPSN 2023'!$J$3:$J$442,0)),\"\")","v":""},null,{"$error":"#VALUE!"},{"$error":"#VALUE!"},{"$error":"#VALUE!"},{"$error":"#VALUE!"},{"$error":"#VALUE!"},{"$error":"#VALUE!"},{"$f":"IFERROR(PERCENTRANK(_xlfn._xlws.FILTER($AD$4:$AD$547,$AD$4:$AD$547<>\"\"),AD386),\"\")","v":""},{"$error":"#VALUE!"},{"$error":"#VALUE!"},{"$error":"#VALUE!"}]
["Riau","riau","Kab. Bengkalis",592390,2022,null,"riau","riau","Bengkalis",74.599999999999994,75.38,75.959999999999994,0.78900000000000003,1,{"$f":"IFERROR(INDEX('SISPSN 2023'!H$3:H$442,MATCH($C387,'SISPSN 2023'!$J$3:$J$442,0)),\"\")","v":2023},{"$f":"IFERROR(INDEX('SISPSN 2023'!I$3:I$442,MATCH($C387,'SISPSN 2023'!$J$3:$J$442,0)),\"\")","v":"Riau"},{"$f":"IFERROR(INDEX('SISPSN 2023'!J$3:J$442,MATCH($C387,'SISPSN 2023'!$J$3:$J$442,0)),\"\")","v":"Kab. Bengkalis"},{"$f":"IFERROR(INDEX('SISPSN 2023'!K$3:K$442,MATCH($C387,'SISPSN 2023'!$J$3:$J$442,0)),\"\")","v":95114.96},{"$f":"IFERROR(INDEX('SISPSN 2023'!L$3:L$442,MATCH($C387,'SISPSN 2023'!$J$3:$J$442,0)),\"\")","v":9352.89},{"$f":"IFERROR(INDEX('SISPSN 2023'!M$3:M$442,MATCH($C387,'SISPSN 2023'!$J$3:$J$442,0)),\"\")","v":9.83},{"$f":"IFERROR(INDEX('SISPSN 2023'!N$3:N$442,MATCH($C387,'SISPSN 2023'!$J$3:$J$442,0)),\"\")","v":62893.86},{"$f":"IFERROR(INDEX('SISPSN 2023'!O$3:O$442,MATCH($C387,'SISPSN 2023'!$J$3:$J$442,0)),\"\")","v":66.12},{"$f":"IFERROR(INDEX('SISPSN 2023'!P$3:P$442,MATCH($C387,'SISPSN 2023'!$J$3:$J$442,0)),\"\")","v":72246.75},{"$f":"IFERROR(INDEX('SISPSN 2023'!Q$3:Q$442,MATCH($C387,'SISPSN 2023'!$J$3:$J$442,0)),\"\")","v":75.959999999999994},{"$f":"IFERROR(INDEX('SISPSN 2023'!R$3:R$442,MATCH($C387,'SISPSN 2023'!$J$3:$J$442,0)),\"\")","v":8794.25},{"$f":"IFERROR(INDEX('SISPSN 2023'!S$3:S$442,MATCH($C387,'SISPSN 2023'!$J$3:$J$442,0)),\"\")","v":50.92},{"$f":"IFERROR(INDEX('SISPSN 2023'!T$3:T$442,MATCH($C387,'SISPSN 2023'!$J$3:$J$442,0)),\"\")","v":9.3000000000000007},{"$f":"IFERROR(INDEX('SISPSN 2023'!U$3:U$442,MATCH($C387,'SISPSN 2023'!$J$3:$J$442,0)),\"\")","v":"P 2"},null,0.43989421075110879,4.3255889134495115E-2,0.29087585071570998,0.33413173985020511,4.0672252429038908E-2,2.3549831920705697E-4,{"$f":"IFERROR(PERCENTRANK(_xlfn._xlws.FILTER($AD$4:$AD$547,$AD$4:$AD$547<>\"\"),AD387),\"\")","v":""},0.51600000000000001,0.72599999999999998,0.55800000000000005]
["Riau","riau","Kota Dumai",340310,2023,null,"riau","riau","Dumai",75.67,76.2,76.45,0.80600000000000005,1,{"$f":"IFERROR(INDEX('SISPSN 2023'!H$3:H$442,MATCH($C388,'SISPSN 2023'!$J$3:$J$442,0)),\"\")","v":2023},{"$f":"IFERROR(INDEX('SISPSN 2023'!I$3:I$442,MATCH($C388,'SISPSN 2023'!$J$3:$J$442,0)),\"\")","v":"Riau"},{"$f":"IFERROR(INDEX('SISPSN 2023'!J$3:J$442,MATCH($C388,'SISPSN 2023'!$J$3:$J$442,0)),\"\")","v":"Kota Dumai"},{"$f":"IFERROR(INDEX('SISPSN 2023'!K$3:K$442,MATCH($C388,'SISPSN 2023'!$J$3:$J$442,0)),\"\")","v":62106.58},{"$f":"IFERROR(INDEX('SISPSN 2023'!L$3:L$442,MATCH($C388,'SISPSN 2023'!$J$3:$J$442,0)),\"\")","v":7062.15},{"$f":"IFERROR(INDEX('SISPSN 2023'!M$3:M$442,MATCH($C388,'SISPSN 2023'!$J$3:$J$442,0)),\"\")","v":11.37},{"$f":"IFERROR(INDEX('SISPSN 2023'!N$3:N$442,MATCH($C388,'SISPSN 2023'!$J$3:$J$442,0)),\"\")","v":41562.550000000003},{"$f":"IFERROR(INDEX('SISPSN 2023'!O$3:O$442,MATCH($C388,'SISPSN 2023'!$J$3:$J$442,0)),\"\")","v":66.92},{"$f":"IFERROR(INDEX('SISPSN 2023'!P$3:P$442,MATCH($C388,'SISPSN 2023'!$J$3:$J$442,0)),\"\")","v":48624.71},{"$f":"IFERROR(INDEX('SISPSN 2023'!Q$3:Q$442,MATCH($C388,'SISPSN 2023'!$J$3:$J$442,0)),\"\")","v":78.290000000000006},{"$f":"IFERROR(INDEX('SISPSN 2023'!R$3:R$442,MATCH($C388,'SISPSN 2023'!$J$3:$J$442,0)),\"\")","v":7056.18},{"$f":"IFERROR(INDEX('SISPSN 2023'!S$3:S$442,MATCH($C388,'SISPSN 2023'!$J$3:$J$442,0)),\"\")","v":0},{"$f":"IFERROR(INDEX('SISPSN 2023'!T$3:T$442,MATCH($C388,'SISPSN 2023'!$J$3:$J$442,0)),\"\")","v":11.36},{"$f":"IFERROR(INDEX('SISPSN 2023'!U$3:U$442,MATCH($C388,'SISPSN 2023'!$J$3:$J$442,0)),\"\")","v":"P 2"},null,0.50000004025338707,5.6855091429530609E-2,0.33460668214275219,0.39146185407905681,5.680702888542799E-2,0,{"$f":"IFERROR(PERCENTRANK(_xlfn._xlws.FILTER($AD$4:$AD$547,$AD$4:$AD$547<>\"\"),AD388),\"\")","v":""},0.56899999999999995,0.73199999999999998,0.60399999999999998]
["Riau","riau","Indragiri Hilir",663248,2023,null,"riau","riau","Indragiri Hilir",68.489999999999995,69.12,69.64,{"$f":"PERCENTRANK($L$4:$L$548,L389)","v":0.25700000000000001},{"$f":"IF(O389=\"\",0,1)","v":0},{"$f":"IFERROR(INDEX('SISPSN 2023'!H$3:H$442,MATCH($C389,'SISPSN 2023'!$J$3:$J$442,0)),\"\")","v":""},{"$f":"IFERROR(INDEX('SISPSN 2023'!I$3:I$442,MATCH($C389,'SISPSN 2023'!$J$3:$J$442,0)),\"\")","v":""},{"$f":"IFERROR(INDEX('SISPSN 2023'!J$3:J$442,MATCH($C389,'SISPSN 2023'!$J$3:$J$442,0)),\"\")","v":""},{"$f":"IFERROR(INDEX('SISPSN 2023'!K$3:K$442,MATCH($C389,'SISPSN 2023'!$J$3:$J$442,0)),\"\")","v":""},{"$f":"IFERROR(INDEX('SISPSN 2023'!L$3:L$442,MATCH($C389,'SISPSN 2023'!$J$3:$J$442,0)),\"\")","v":""},{"$f":"IFERROR(INDEX('SISPSN 2023'!M$3:M$442,MATCH($C389,'SISPSN 2023'!$J$3:$J$442,0)),\"\")","v":""},{"$f":"IFERROR(INDEX('SISPSN 2023'!N$3:N$442,MATCH($C389,'SISPSN 2023'!$J$3:$J$442,0)),\"\")","v":""},{"$f":"IFERROR(INDEX('SISPSN 2023'!O$3:O$442,MATCH($C389,'SISPSN 2023'!$J$3:$J$442,0)),\"\")","v":""},{"$f":"IFERROR(INDEX('SISPSN 2023'!P$3:P$442,MATCH($C389,'SISPSN 2023'!$J$3:$J$442,0)),\"\")","v":""},{"$f":"IFERROR(INDEX('SISPSN 2023'!Q$3:Q$442,MATCH($C389,'SISPSN 2023'!$J$3:$J$442,0)),\"\")","v":""},{"$f":"IFERROR(INDEX('SISPSN 2023'!R$3:R$442,MATCH($C389,'SISPSN 2023'!$J$3:$J$442,0)),\"\")","v":""},{"$f":"IFERROR(INDEX('SISPSN 2023'!S$3:S$442,MATCH($C389,'SISPSN 2023'!$J$3:$J$442,0)),\"\")","v":""},{"$f":"IFERROR(INDEX('SISPSN 2023'!T$3:T$442,MATCH($C389,'SISPSN 2023'!$J$3:$J$442,0)),\"\")","v":""},{"$f":"IFERROR(INDEX('SISPSN 2023'!U$3:U$442,MATCH($C389,'SISPSN 2023'!$J$3:$J$442,0)),\"\")","v":""},null,{"$error":"#VALUE!"},{"$error":"#VALUE!"},{"$error":"#VALUE!"},{"$error":"#VALUE!"},{"$error":"#VALUE!"},{"$error":"#VALUE!"},{"$f":"IFERROR(PERCENTRANK(_xlfn._xlws.FILTER($AD$4:$AD$547,$AD$4:$AD$547<>\"\"),AD389),\"\")","v":""},{"$f":"IF(ISBLANK(T389),\"\",PERCENTRANK($T$4:$T$547,T389))","v":{"$error":"#VALUE!"}},{"$f":"IF(ISBLANK(V389),\"\",PERCENTRANK($V$4:$V$547,V389))","v":{"$error":"#VALUE!"}},{"$f":"IF(ISBLANK(AA389),\"\",PERCENTRANK($AA$4:$AA$547,AA389))","v":{"$error":"#VALUE!"}}]
["Riau","riau","Kab. Indragiri Hulu",475002,2023,null,"riau","riau","Indragiri Hulu",71.25,71.69,72.28,0.48199999999999998,1,{"$f":"IFERROR(INDEX('SISPSN 2023'!H$3:H$442,MATCH($C390,'SISPSN 2023'!$J$3:$J$442,0)),\"\")","v":2023},{"$f":"IFERROR(INDEX('SISPSN 2023'!I$3:I$442,MATCH($C390,'SISPSN 2023'!$J$3:$J$442,0)),\"\")","v":"Riau"},{"$f":"IFERROR(INDEX('SISPSN 2023'!J$3:J$442,MATCH($C390,'SISPSN 2023'!$J$3:$J$442,0)),\"\")","v":"Kab. Indragiri Hulu"},{"$f":"IFERROR(INDEX('SISPSN 2023'!K$3:K$442,MATCH($C390,'SISPSN 2023'!$J$3:$J$442,0)),\"\")","v":67755.679999999993},{"$f":"IFERROR(INDEX('SISPSN 2023'!L$3:L$442,MATCH($C390,'SISPSN 2023'!$J$3:$J$442,0)),\"\")","v":1599.08},{"$f":"IFERROR(INDEX('SISPSN 2023'!M$3:M$442,MATCH($C390,'SISPSN 2023'!$J$3:$J$442,0)),\"\")","v":2.36},{"$f":"IFERROR(INDEX('SISPSN 2023'!N$3:N$442,MATCH($C390,'SISPSN 2023'!$J$3:$J$442,0)),\"\")","v":8030},{"$f":"IFERROR(INDEX('SISPSN 2023'!O$3:O$442,MATCH($C390,'SISPSN 2023'!$J$3:$J$442,0)),\"\")","v":11.85},{"$f":"IFERROR(INDEX('SISPSN 2023'!P$3:P$442,MATCH($C390,'SISPSN 2023'!$J$3:$J$442,0)),\"\")","v":9629.08},{"$f":"IFERROR(INDEX('SISPSN 2023'!Q$3:Q$442,MATCH($C390,'SISPSN 2023'!$J$3:$J$442,0)),\"\")","v":14.21},{"$f":"IFERROR(INDEX('SISPSN 2023'!R$3:R$442,MATCH($C390,'SISPSN 2023'!$J$3:$J$442,0)),\"\")","v":70.58},{"$f":"IFERROR(INDEX('SISPSN 2023'!S$3:S$442,MATCH($C390,'SISPSN 2023'!$J$3:$J$442,0)),\"\")","v":0},{"$f":"IFERROR(INDEX('SISPSN 2023'!T$3:T$442,MATCH($C390,'SISPSN 2023'!$J$3:$J$442,0)),\"\")","v":0.1},{"$f":"IFERROR(INDEX('SISPSN 2023'!U$3:U$442,MATCH($C390,'SISPSN 2023'!$J$3:$J$442,0)),\"\")","v":"P 2"},null,0.39080256504183136,9.2232055778510638E-3,4.6315594460654905E-2,5.5538800038505962E-2,4.070927343752208E-4,0,{"$f":"IFERROR(PERCENTRANK(_xlfn._xlws.FILTER($AD$4:$AD$547,$AD$4:$AD$547<>\"\"),AD390),\"\")","v":""},0.32,8.5000000000000006E-2,0.20899999999999999]
["Riau","riau","Kampar",898840,2023,null,"riau","riau","Kampar",74.41,75.209999999999994,75.59,0.77700000000000002,0,{"$f":"IFERROR(INDEX('SISPSN 2023'!H$3:H$442,MATCH($C391,'SISPSN 2023'!$J$3:$J$442,0)),\"\")","v":""},{"$f":"IFERROR(INDEX('SISPSN 2023'!I$3:I$442,MATCH($C391,'SISPSN 2023'!$J$3:$J$442,0)),\"\")","v":""},{"$f":"IFERROR(INDEX('SISPSN 2023'!J$3:J$442,MATCH($C391,'SISPSN 2023'!$J$3:$J$442,0)),\"\")","v":""},{"$f":"IFERROR(INDEX('SISPSN 2023'!K$3:K$442,MATCH($C391,'SISPSN 2023'!$J$3:$J$442,0)),\"\")","v":""},{"$f":"IFERROR(INDEX('SISPSN 2023'!L$3:L$442,MATCH($C391,'SISPSN 2023'!$J$3:$J$442,0)),\"\")","v":""},{"$f":"IFERROR(INDEX('SISPSN 2023'!M$3:M$442,MATCH($C391,'SISPSN 2023'!$J$3:$J$442,0)),\"\")","v":""},{"$f":"IFERROR(INDEX('SISPSN 2023'!N$3:N$442,MATCH($C391,'SISPSN 2023'!$J$3:$J$442,0)),\"\")","v":""},{"$f":"IFERROR(INDEX('SISPSN 2023'!O$3:O$442,MATCH($C391,'SISPSN 2023'!$J$3:$J$442,0)),\"\")","v":""},{"$f":"IFERROR(INDEX('SISPSN 2023'!P$3:P$442,MATCH($C391,'SISPSN 2023'!$J$3:$J$442,0)),\"\")","v":""},{"$f":"IFERROR(INDEX('SISPSN 2023'!Q$3:Q$442,MATCH($C391,'SISPSN 2023'!$J$3:$J$442,0)),\"\")","v":""},{"$f":"IFERROR(INDEX('SISPSN 2023'!R$3:R$442,MATCH($C391,'SISPSN 2023'!$J$3:$J$442,0)),\"\")","v":""},{"$f":"IFERROR(INDEX('SISPSN 2023'!S$3:S$442,MATCH($C391,'SISPSN 2023'!$J$3:$J$442,0)),\"\")","v":""},{"$f":"IFERROR(INDEX('SISPSN 2023'!T$3:T$442,MATCH($C391,'SISPSN 2023'!$J$3:$J$442,0)),\"\")","v":""},{"$f":"IFERROR(INDEX('SISPSN 2023'!U$3:U$442,MATCH($C391,'SISPSN 2023'!$J$3:$J$442,0)),\"\")","v":""},null,{"$error":"#VALUE!"},{"$error":"#VALUE!"},{"$error":"#VALUE!"},{"$error":"#VALUE!"},{"$error":"#VALUE!"},{"$error":"#VALUE!"},{"$f":"IFERROR(PERCENTRANK(_xlfn._xlws.FILTER($AD$4:$AD$547,$AD$4:$AD$547<>\"\"),AD391),\"\")","v":""},{"$error":"#VALUE!"},{"$error":"#VALUE!"},{"$error":"#VALUE!"}]
["Riau","riau","Kepulauan Meranti",217607,2023,null,"riau","riau","Kepulauan Meranti",67.59,68.31,68.959999999999994,0.216,0,{"$f":"IFERROR(INDEX('SISPSN 2023'!H$3:H$442,MATCH($C392,'SISPSN 2023'!$J$3:$J$442,0)),\"\")","v":""},{"$f":"IFERROR(INDEX('SISPSN 2023'!I$3:I$442,MATCH($C392,'SISPSN 2023'!$J$3:$J$442,0)),\"\")","v":""},{"$f":"IFERROR(INDEX('SISPSN 2023'!J$3:J$442,MATCH($C392,'SISPSN 2023'!$J$3:$J$442,0)),\"\")","v":""},{"$f":"IFERROR(INDEX('SISPSN 2023'!K$3:K$442,MATCH($C392,'SISPSN 2023'!$J$3:$J$442,0)),\"\")","v":""},{"$f":"IFERROR(INDEX('SISPSN 2023'!L$3:L$442,MATCH($C392,'SISPSN 2023'!$J$3:$J$442,0)),\"\")","v":""},{"$f":"IFERROR(INDEX('SISPSN 2023'!M$3:M$442,MATCH($C392,'SISPSN 2023'!$J$3:$J$442,0)),\"\")","v":""},{"$f":"IFERROR(INDEX('SISPSN 2023'!N$3:N$442,MATCH($C392,'SISPSN 2023'!$J$3:$J$442,0)),\"\")","v":""},{"$f":"IFERROR(INDEX('SISPSN 2023'!O$3:O$442,MATCH($C392,'SISPSN 2023'!$J$3:$J$442,0)),\"\")","v":""},{"$f":"IFERROR(INDEX('SISPSN 2023'!P$3:P$442,MATCH($C392,'SISPSN 2023'!$J$3:$J$442,0)),\"\")","v":""},{"$f":"IFERROR(INDEX('SISPSN 2023'!Q$3:Q$442,MATCH($C392,'SISPSN 2023'!$J$3:$J$442,0)),\"\")","v":""},{"$f":"IFERROR(INDEX('SISPSN 2023'!R$3:R$442,MATCH($C392,'SISPSN 2023'!$J$3:$J$442,0)),\"\")","v":""},{"$f":"IFERROR(INDEX('SISPSN 2023'!S$3:S$442,MATCH($C392,'SISPSN 2023'!$J$3:$J$442,0)),\"\")","v":""},{"$f":"IFERROR(INDEX('SISPSN 2023'!T$3:T$442,MATCH($C392,'SISPSN 2023'!$J$3:$J$442,0)),\"\")","v":""},{"$f":"IFERROR(INDEX('SISPSN 2023'!U$3:U$442,MATCH($C392,'SISPSN 2023'!$J$3:$J$442,0)),\"\")","v":""},null,{"$error":"#VALUE!"},{"$error":"#VALUE!"},{"$error":"#VALUE!"},{"$error":"#VALUE!"},{"$error":"#VALUE!"},{"$error":"#VALUE!"},{"$f":"IFERROR(PERCENTRANK(_xlfn._xlws.FILTER($AD$4:$AD$547,$AD$4:$AD$547<>\"\"),AD392),\"\")","v":""},{"$error":"#VALUE!"},{"$error":"#VALUE!"},{"$error":"#VALUE!"}]
["Riau","riau","Kab. Kuantan Singingi",351786,2023,null,"riau","riau","Kuantan Singingi",72.400000000000006,72.78,73.349999999999994,0.58499999999999996,1,{"$f":"IFERROR(INDEX('SISPSN 2023'!H$3:H$442,MATCH($C393,'SISPSN 2023'!$J$3:$J$442,0)),\"\")","v":2023},{"$f":"IFERROR(INDEX('SISPSN 2023'!I$3:I$442,MATCH($C393,'SISPSN 2023'!$J$3:$J$442,0)),\"\")","v":"Riau"},{"$f":"IFERROR(INDEX('SISPSN 2023'!J$3:J$442,MATCH($C393,'SISPSN 2023'!$J$3:$J$442,0)),\"\")","v":"Kab. Kuantan Singingi"},{"$f":"IFERROR(INDEX('SISPSN 2023'!K$3:K$442,MATCH($C393,'SISPSN 2023'!$J$3:$J$442,0)),\"\")","v":51360.76},{"$f":"IFERROR(INDEX('SISPSN 2023'!L$3:L$442,MATCH($C393,'SISPSN 2023'!$J$3:$J$442,0)),\"\")","v":7107.05},{"$f":"IFERROR(INDEX('SISPSN 2023'!M$3:M$442,MATCH($C393,'SISPSN 2023'!$J$3:$J$442,0)),\"\")","v":13.84},{"$f":"IFERROR(INDEX('SISPSN 2023'!N$3:N$442,MATCH($C393,'SISPSN 2023'!$J$3:$J$442,0)),\"\")","v":12655.11},{"$f":"IFERROR(INDEX('SISPSN 2023'!O$3:O$442,MATCH($C393,'SISPSN 2023'!$J$3:$J$442,0)),\"\")","v":24.64},{"$f":"IFERROR(INDEX('SISPSN 2023'!P$3:P$442,MATCH($C393,'SISPSN 2023'!$J$3:$J$442,0)),\"\")","v":19762.16},{"$f":"IFERROR(INDEX('SISPSN 2023'!Q$3:Q$442,MATCH($C393,'SISPSN 2023'!$J$3:$J$442,0)),\"\")","v":38.479999999999997},{"$f":"IFERROR(INDEX('SISPSN 2023'!R$3:R$442,MATCH($C393,'SISPSN 2023'!$J$3:$J$442,0)),\"\")","v":7025.26},{"$f":"IFERROR(INDEX('SISPSN 2023'!S$3:S$442,MATCH($C393,'SISPSN 2023'!$J$3:$J$442,0)),\"\")","v":50.77},{"$f":"IFERROR(INDEX('SISPSN 2023'!T$3:T$442,MATCH($C393,'SISPSN 2023'!$J$3:$J$442,0)),\"\")","v":13.78},{"$f":"IFERROR(INDEX('SISPSN 2023'!U$3:U$442,MATCH($C393,'SISPSN 2023'!$J$3:$J$442,0)),\"\")","v":"P 2"},null,0.40000003115218946,5.5350041965893187E-2,9.8558595983283426E-2,0.15390863794917661,5.4713057572594925E-2,3.9539916429579035E-4,{"$f":"IFERROR(PERCENTRANK(_xlfn._xlws.FILTER($AD$4:$AD$547,$AD$4:$AD$547<>\"\"),AD393),\"\")","v":""},0.61,0.28699999999999998,0.66500000000000004]
["Riau","riau","Kota Pekanbaru",1020308,2023,null,"riau","riau","Pekanbaru",82.93,83.38,83.67,0.97499999999999998,1,{"$f":"IFERROR(INDEX('SISPSN 2023'!H$3:H$442,MATCH($C394,'SISPSN 2023'!$J$3:$J$442,0)),\"\")","v":2023},{"$f":"IFERROR(INDEX('SISPSN 2023'!I$3:I$442,MATCH($C394,'SISPSN 2023'!$J$3:$J$442,0)),\"\")","v":"Riau"},{"$f":"IFERROR(INDEX('SISPSN 2023'!J$3:J$442,MATCH($C394,'SISPSN 2023'!$J$3:$J$442,0)),\"\")","v":"Kota Pekanbaru"},{"$f":"IFERROR(INDEX('SISPSN 2023'!K$3:K$442,MATCH($C394,'SISPSN 2023'!$J$3:$J$442,0)),\"\")","v":369019.82},{"$f":"IFERROR(INDEX('SISPSN 2023'!L$3:L$442,MATCH($C394,'SISPSN 2023'!$J$3:$J$442,0)),\"\")","v":16072.7},{"$f":"IFERROR(INDEX('SISPSN 2023'!M$3:M$442,MATCH($C394,'SISPSN 2023'!$J$3:$J$442,0)),\"\")","v":4.3600000000000003},{"$f":"IFERROR(INDEX('SISPSN 2023'!N$3:N$442,MATCH($C394,'SISPSN 2023'!$J$3:$J$442,0)),\"\")","v":257211.85},{"$f":"IFERROR(INDEX('SISPSN 2023'!O$3:O$442,MATCH($C394,'SISPSN 2023'!$J$3:$J$442,0)),\"\")","v":69.7},{"$f":"IFERROR(INDEX('SISPSN 2023'!P$3:P$442,MATCH($C394,'SISPSN 2023'!$J$3:$J$442,0)),\"\")","v":273284.55},{"$f":"IFERROR(INDEX('SISPSN 2023'!Q$3:Q$442,MATCH($C394,'SISPSN 2023'!$J$3:$J$442,0)),\"\")","v":74.06},{"$f":"IFERROR(INDEX('SISPSN 2023'!R$3:R$442,MATCH($C394,'SISPSN 2023'!$J$3:$J$442,0)),\"\")","v":15911.78},{"$f":"IFERROR(INDEX('SISPSN 2023'!S$3:S$442,MATCH($C394,'SISPSN 2023'!$J$3:$J$442,0)),\"\")","v":0},{"$f":"IFERROR(INDEX('SISPSN 2023'!T$3:T$442,MATCH($C394,'SISPSN 2023'!$J$3:$J$442,0)),\"\")","v":4.3099999999999996},{"$f":"IFERROR(INDEX('SISPSN 2023'!U$3:U$442,MATCH($C394,'SISPSN 2023'!$J$3:$J$442,0)),\"\")","v":"P 2"},null,0.99089020715259701,4.3158335052305721E-2,0.69066399557780589,0.7338223306301116,4.2726233459131138E-2,0,{"$f":"IFERROR(PERCENTRANK(_xlfn._xlws.FILTER($AD$4:$AD$547,$AD$4:$AD$547<>\"\"),AD394),\"\")","v":""},0.378,0.751,0.441]
["Riau","riau","Pelalawan",422907,2023,null,"riau","riau","Pelalawan",73.28,74.150000000000006,74.69,0.72299999999999998,0,{"$f":"IFERROR(INDEX('SISPSN 2023'!H$3:H$442,MATCH($C395,'SISPSN 2023'!$J$3:$J$442,0)),\"\")","v":""},{"$f":"IFERROR(INDEX('SISPSN 2023'!I$3:I$442,MATCH($C395,'SISPSN 2023'!$J$3:$J$442,0)),\"\")","v":""},{"$f":"IFERROR(INDEX('SISPSN 2023'!J$3:J$442,MATCH($C395,'SISPSN 2023'!$J$3:$J$442,0)),\"\")","v":""},{"$f":"IFERROR(INDEX('SISPSN 2023'!K$3:K$442,MATCH($C395,'SISPSN 2023'!$J$3:$J$442,0)),\"\")","v":""},{"$f":"IFERROR(INDEX('SISPSN 2023'!L$3:L$442,MATCH($C395,'SISPSN 2023'!$J$3:$J$442,0)),\"\")","v":""},{"$f":"IFERROR(INDEX('SISPSN 2023'!M$3:M$442,MATCH($C395,'SISPSN 2023'!$J$3:$J$442,0)),\"\")","v":""},{"$f":"IFERROR(INDEX('SISPSN 2023'!N$3:N$442,MATCH($C395,'SISPSN 2023'!$J$3:$J$442,0)),\"\")","v":""},{"$f":"IFERROR(INDEX('SISPSN 2023'!O$3:O$442,MATCH($C395,'SISPSN 2023'!$J$3:$J$442,0)),\"\")","v":""},{"$f":"IFERROR(INDEX('SISPSN 2023'!P$3:P$442,MATCH($C395,'SISPSN 2023'!$J$3:$J$442,0)),\"\")","v":""},{"$f":"IFERROR(INDEX('SISPSN 2023'!Q$3:Q$442,MATCH($C395,'SISPSN 2023'!$J$3:$J$442,0)),\"\")","v":""},{"$f":"IFERROR(INDEX('SISPSN 2023'!R$3:R$442,MATCH($C395,'SISPSN 2023'!$J$3:$J$442,0)),\"\")","v":""},{"$f":"IFERROR(INDEX('SISPSN 2023'!S$3:S$442,MATCH($C395,'SISPSN 2023'!$J$3:$J$442,0)),\"\")","v":""},{"$f":"IFERROR(INDEX('SISPSN 2023'!T$3:T$442,MATCH($C395,'SISPSN 2023'!$J$3:$J$442,0)),\"\")","v":""},{"$f":"IFERROR(INDEX('SISPSN 2023'!U$3:U$442,MATCH($C395,'SISPSN 2023'!$J$3:$J$442,0)),\"\")","v":""},null,{"$error":"#VALUE!"},{"$error":"#VALUE!"},{"$error":"#VALUE!"},{"$error":"#VALUE!"},{"$error":"#VALUE!"},{"$error":"#VALUE!"},{"$f":"IFERROR(PERCENTRANK(_xlfn._xlws.FILTER($AD$4:$AD$547,$AD$4:$AD$547<>\"\"),AD395),\"\")","v":""},{"$error":"#VALUE!"},{"$error":"#VALUE!"},{"$error":"#VALUE!"}]
["Riau","riau","Kab. Rokan Hilir",669996,2023,null,"riau","riau","Rokan Hilir",70.61,71.349999999999994,71.98,0.44700000000000001,1,{"$f":"IFERROR(INDEX('SISPSN 2023'!H$3:H$442,MATCH($C396,'SISPSN 2023'!$J$3:$J$442,0)),\"\")","v":2023},{"$f":"IFERROR(INDEX('SISPSN 2023'!I$3:I$442,MATCH($C396,'SISPSN 2023'!$J$3:$J$442,0)),\"\")","v":"Riau"},{"$f":"IFERROR(INDEX('SISPSN 2023'!J$3:J$442,MATCH($C396,'SISPSN 2023'!$J$3:$J$442,0)),\"\")","v":"Kab. Rokan Hilir"},{"$f":"IFERROR(INDEX('SISPSN 2023'!K$3:K$442,MATCH($C396,'SISPSN 2023'!$J$3:$J$442,0)),\"\")","v":123878.45},{"$f":"IFERROR(INDEX('SISPSN 2023'!L$3:L$442,MATCH($C396,'SISPSN 2023'!$J$3:$J$442,0)),\"\")","v":2378.19},{"$f":"IFERROR(INDEX('SISPSN 2023'!M$3:M$442,MATCH($C396,'SISPSN 2023'!$J$3:$J$442,0)),\"\")","v":1.92},{"$f":"IFERROR(INDEX('SISPSN 2023'!N$3:N$442,MATCH($C396,'SISPSN 2023'!$J$3:$J$442,0)),\"\")","v":20203.150000000001},{"$f":"IFERROR(INDEX('SISPSN 2023'!O$3:O$442,MATCH($C396,'SISPSN 2023'!$J$3:$J$442,0)),\"\")","v":16.309999999999999},{"$f":"IFERROR(INDEX('SISPSN 2023'!P$3:P$442,MATCH($C396,'SISPSN 2023'!$J$3:$J$442,0)),\"\")","v":22581.34},{"$f":"IFERROR(INDEX('SISPSN 2023'!Q$3:Q$442,MATCH($C396,'SISPSN 2023'!$J$3:$J$442,0)),\"\")","v":18.23},{"$f":"IFERROR(INDEX('SISPSN 2023'!R$3:R$442,MATCH($C396,'SISPSN 2023'!$J$3:$J$442,0)),\"\")","v":2156.31},{"$f":"IFERROR(INDEX('SISPSN 2023'!S$3:S$442,MATCH($C396,'SISPSN 2023'!$J$3:$J$442,0)),\"\")","v":730},{"$f":"IFERROR(INDEX('SISPSN 2023'!T$3:T$442,MATCH($C396,'SISPSN 2023'!$J$3:$J$442,0)),\"\")","v":2.33},{"$f":"IFERROR(INDEX('SISPSN 2023'!U$3:U$442,MATCH($C396,'SISPSN 2023'!$J$3:$J$442,0)),\"\")","v":"P 2"},null,0.50655976110100676,9.7248178214435453E-3,8.261406917416067E-2,9.2338886995604219E-2,8.8175132838658535E-3,2.9850924483131244E-3,{"$f":"IFERROR(PERCENTRANK(_xlfn._xlws.FILTER($AD$4:$AD$547,$AD$4:$AD$547<>\"\"),AD396),\"\")","v":""},0.30299999999999999,0.154,0.36399999999999999]
["Riau","riau","Kab. Rokan Hulu",594438,2023,null,"riau","riau","Rokan Hulu",71.19,71.7,72.28,0.48199999999999998,1,{"$f":"IFERROR(INDEX('SISPSN 2023'!H$3:H$442,MATCH($C397,'SISPSN 2023'!$J$3:$J$442,0)),\"\")","v":2023},{"$f":"IFERROR(INDEX('SISPSN 2023'!I$3:I$442,MATCH($C397,'SISPSN 2023'!$J$3:$J$442,0)),\"\")","v":"Riau"},{"$f":"IFERROR(INDEX('SISPSN 2023'!J$3:J$442,MATCH($C397,'SISPSN 2023'!$J$3:$J$442,0)),\"\")","v":"Kab. Rokan Hulu"},{"$f":"IFERROR(INDEX('SISPSN 2023'!K$3:K$442,MATCH($C397,'SISPSN 2023'!$J$3:$J$442,0)),\"\")","v":137732.69},{"$f":"IFERROR(INDEX('SISPSN 2023'!L$3:L$442,MATCH($C397,'SISPSN 2023'!$J$3:$J$442,0)),\"\")","v":6653.37},{"$f":"IFERROR(INDEX('SISPSN 2023'!M$3:M$442,MATCH($C397,'SISPSN 2023'!$J$3:$J$442,0)),\"\")","v":4.83},{"$f":"IFERROR(INDEX('SISPSN 2023'!N$3:N$442,MATCH($C397,'SISPSN 2023'!$J$3:$J$442,0)),\"\")","v":22020.85},{"$f":"IFERROR(INDEX('SISPSN 2023'!O$3:O$442,MATCH($C397,'SISPSN 2023'!$J$3:$J$442,0)),\"\")","v":15.99},{"$f":"IFERROR(INDEX('SISPSN 2023'!P$3:P$442,MATCH($C397,'SISPSN 2023'!$J$3:$J$442,0)),\"\")","v":28674.22},{"$f":"IFERROR(INDEX('SISPSN 2023'!Q$3:Q$442,MATCH($C397,'SISPSN 2023'!$J$3:$J$442,0)),\"\")","v":20.82},{"$f":"IFERROR(INDEX('SISPSN 2023'!R$3:R$442,MATCH($C397,'SISPSN 2023'!$J$3:$J$442,0)),\"\")","v":6529.56},{"$f":"IFERROR(INDEX('SISPSN 2023'!S$3:S$442,MATCH($C397,'SISPSN 2023'!$J$3:$J$442,0)),\"\")","v":0},{"$f":"IFERROR(INDEX('SISPSN 2023'!T$3:T$442,MATCH($C397,'SISPSN 2023'!$J$3:$J$442,0)),\"\")","v":4.74},{"$f":"IFERROR(INDEX('SISPSN 2023'!U$3:U$442,MATCH($C397,'SISPSN 2023'!$J$3:$J$442,0)),\"\")","v":"P 2"},null,0.63480099794501421,3.0664949008818599E-2,0.10149266347442619,0.13215761248324479,3.0094316782325582E-2,0,{"$f":"IFERROR(PERCENTRANK(_xlfn._xlws.FILTER($AD$4:$AD$547,$AD$4:$AD$547<>\"\"),AD397),\"\")","v":""},0.39500000000000002,0.14599999999999999,0.45]
["Riau","riau","Kab. Siak",488497,2023,null,"riau","riau","Siak",75.03,75.53,75.97,0.79100000000000004,1,{"$f":"IFERROR(INDEX('SISPSN 2023'!H$3:H$442,MATCH($C398,'SISPSN 2023'!$J$3:$J$442,0)),\"\")","v":2023},{"$f":"IFERROR(INDEX('SISPSN 2023'!I$3:I$442,MATCH($C398,'SISPSN 2023'!$J$3:$J$442,0)),\"\")","v":"Riau"},{"$f":"IFERROR(INDEX('SISPSN 2023'!J$3:J$442,MATCH($C398,'SISPSN 2023'!$J$3:$J$442,0)),\"\")","v":"Kab. Siak"},{"$f":"IFERROR(INDEX('SISPSN 2023'!K$3:K$442,MATCH($C398,'SISPSN 2023'!$J$3:$J$442,0)),\"\")","v":69722.3},{"$f":"IFERROR(INDEX('SISPSN 2023'!L$3:L$442,MATCH($C398,'SISPSN 2023'!$J$3:$J$442,0)),\"\")","v":8724.6200000000008},{"$f":"IFERROR(INDEX('SISPSN 2023'!M$3:M$442,MATCH($C398,'SISPSN 2023'!$J$3:$J$442,0)),\"\")","v":12.51},{"$f":"IFERROR(INDEX('SISPSN 2023'!N$3:N$442,MATCH($C398,'SISPSN 2023'!$J$3:$J$442,0)),\"\")","v":27982.720000000001},{"$f":"IFERROR(INDEX('SISPSN 2023'!O$3:O$442,MATCH($C398,'SISPSN 2023'!$J$3:$J$442,0)),\"\")","v":40.130000000000003},{"$f":"IFERROR(INDEX('SISPSN 2023'!P$3:P$442,MATCH($C398,'SISPSN 2023'!$J$3:$J$442,0)),\"\")","v":36707.339999999997},{"$f":"IFERROR(INDEX('SISPSN 2023'!Q$3:Q$442,MATCH($C398,'SISPSN 2023'!$J$3:$J$442,0)),\"\")","v":52.65},{"$f":"IFERROR(INDEX('SISPSN 2023'!R$3:R$442,MATCH($C398,'SISPSN 2023'!$J$3:$J$442,0)),\"\")","v":8090.27},{"$f":"IFERROR(INDEX('SISPSN 2023'!S$3:S$442,MATCH($C398,'SISPSN 2023'!$J$3:$J$442,0)),\"\")","v":60.23},{"$f":"IFERROR(INDEX('SISPSN 2023'!T$3:T$442,MATCH($C398,'SISPSN 2023'!$J$3:$J$442,0)),\"\")","v":11.69},{"$f":"IFERROR(INDEX('SISPSN 2023'!U$3:U$442,MATCH($C398,'SISPSN 2023'!$J$3:$J$442,0)),\"\")","v":"P 2"},null,0.39103617831839294,4.8931863436521991E-2,0.15694054682294847,0.20587241025947048,4.537412366436485E-2,3.3779879636955189E-4,{"$f":"IFERROR(PERCENTRANK(_xlfn._xlws.FILTER($AD$4:$AD$547,$AD$4:$AD$547<>\"\"),AD398),\"\")","v":""},0.57999999999999996,0.505,0.60699999999999998]
["Riau","total","total",6735329,2023,null,"RIAU","total","RIAU",73.89,74.45,74.95,0.74199999999999999,0,{"$f":"IFERROR(INDEX('SISPSN 2023'!H$3:H$442,MATCH($C399,'SISPSN 2023'!$J$3:$J$442,0)),\"\")","v":""},{"$f":"IFERROR(INDEX('SISPSN 2023'!I$3:I$442,MATCH($C399,'SISPSN 2023'!$J$3:$J$442,0)),\"\")","v":""},{"$f":"IFERROR(INDEX('SISPSN 2023'!J$3:J$442,MATCH($C399,'SISPSN 2023'!$J$3:$J$442,0)),\"\")","v":""},{"$f":"IFERROR(INDEX('SISPSN 2023'!K$3:K$442,MATCH($C399,'SISPSN 2023'!$J$3:$J$442,0)),\"\")","v":""},{"$f":"IFERROR(INDEX('SISPSN 2023'!L$3:L$442,MATCH($C399,'SISPSN 2023'!$J$3:$J$442,0)),\"\")","v":""},{"$f":"IFERROR(INDEX('SISPSN 2023'!M$3:M$442,MATCH($C399,'SISPSN 2023'!$J$3:$J$442,0)),\"\")","v":""},{"$f":"IFERROR(INDEX('SISPSN 2023'!N$3:N$442,MATCH($C399,'SISPSN 2023'!$J$3:$J$442,0)),\"\")","v":""},{"$f":"IFERROR(INDEX('SISPSN 2023'!O$3:O$442,MATCH($C399,'SISPSN 2023'!$J$3:$J$442,0)),\"\")","v":""},{"$f":"IFERROR(INDEX('SISPSN 2023'!P$3:P$442,MATCH($C399,'SISPSN 2023'!$J$3:$J$442,0)),\"\")","v":""},{"$f":"IFERROR(INDEX('SISPSN 2023'!Q$3:Q$442,MATCH($C399,'SISPSN 2023'!$J$3:$J$442,0)),\"\")","v":""},{"$f":"IFERROR(INDEX('SISPSN 2023'!R$3:R$442,MATCH($C399,'SISPSN 2023'!$J$3:$J$442,0)),\"\")","v":""},{"$f":"IFERROR(INDEX('SISPSN 2023'!S$3:S$442,MATCH($C399,'SISPSN 2023'!$J$3:$J$442,0)),\"\")","v":""},{"$f":"IFERROR(INDEX('SISPSN 2023'!T$3:T$442,MATCH($C399,'SISPSN 2023'!$J$3:$J$442,0)),\"\")","v":""},{"$f":"IFERROR(INDEX('SISPSN 2023'!U$3:U$442,MATCH($C399,'SISPSN 2023'!$J$3:$J$442,0)),\"\")","v":""},null,{"$error":"#VALUE!"},{"$error":"#VALUE!"},{"$error":"#VALUE!"},{"$error":"#VALUE!"},{"$error":"#VALUE!"},{"$error":"#VALUE!"},{"$f":"IFERROR(PERCENTRANK(_xlfn._xlws.FILTER($AD$4:$AD$547,$AD$4:$AD$547<>\"\"),AD399),\"\")","v":""},{"$error":"#VALUE!"},{"$error":"#VALUE!"},{"$error":"#VALUE!"}]
["Sulawesi Barat","Sulawesi Barat","Kab. Majene",177390,2023,null,"Sulawesi Barat","Sulawesi Barat","7601 - Kabupaten Majene",71.099999999999994,71.64,72.44,0.496,1,{"$f":"IFERROR(INDEX('SISPSN 2023'!H$3:H$442,MATCH($C400,'SISPSN 2023'!$J$3:$J$442,0)),\"\")","v":2023},{"$f":"IFERROR(INDEX('SISPSN 2023'!I$3:I$442,MATCH($C400,'SISPSN 2023'!$J$3:$J$442,0)),\"\")","v":"Sulawesi Barat"},{"$f":"IFERROR(INDEX('SISPSN 2023'!J$3:J$442,MATCH($C400,'SISPSN 2023'!$J$3:$J$442,0)),\"\")","v":"Kab. Majene"},{"$f":"IFERROR(INDEX('SISPSN 2023'!K$3:K$442,MATCH($C400,'SISPSN 2023'!$J$3:$J$442,0)),\"\")","v":25898.94},{"$f":"IFERROR(INDEX('SISPSN 2023'!L$3:L$442,MATCH($C400,'SISPSN 2023'!$J$3:$J$442,0)),\"\")","v":983.88},{"$f":"IFERROR(INDEX('SISPSN 2023'!M$3:M$442,MATCH($C400,'SISPSN 2023'!$J$3:$J$442,0)),\"\")","v":3.8},{"$f":"IFERROR(INDEX('SISPSN 2023'!N$3:N$442,MATCH($C400,'SISPSN 2023'!$J$3:$J$442,0)),\"\")","v":7467.9},{"$f":"IFERROR(INDEX('SISPSN 2023'!O$3:O$442,MATCH($C400,'SISPSN 2023'!$J$3:$J$442,0)),\"\")","v":28.83},{"$f":"IFERROR(INDEX('SISPSN 2023'!P$3:P$442,MATCH($C400,'SISPSN 2023'!$J$3:$J$442,0)),\"\")","v":8451.7800000000007},{"$f":"IFERROR(INDEX('SISPSN 2023'!Q$3:Q$442,MATCH($C400,'SISPSN 2023'!$J$3:$J$442,0)),\"\")","v":32.630000000000003},{"$f":"IFERROR(INDEX('SISPSN 2023'!R$3:R$442,MATCH($C400,'SISPSN 2023'!$J$3:$J$442,0)),\"\")","v":739.43},{"$f":"IFERROR(INDEX('SISPSN 2023'!S$3:S$442,MATCH($C400,'SISPSN 2023'!$J$3:$J$442,0)),\"\")","v":0},{"$f":"IFERROR(INDEX('SISPSN 2023'!T$3:T$442,MATCH($C400,'SISPSN 2023'!$J$3:$J$442,0)),\"\")","v":2.86},{"$f":"IFERROR(INDEX('SISPSN 2023'!U$3:U$442,MATCH($C400,'SISPSN 2023'!$J$3:$J$442,0)),\"\")","v":"P 2"},null,0.4,1.5195679823189676E-2,0.11533908337561306,0.13053476319880272,1.1420235731655428E-2,0,{"$f":"IFERROR(PERCENTRANK(_xlfn._xlws.FILTER($AD$4:$AD$547,$AD$4:$AD$547<>\"\"),AD400),\"\")","v":""},0.36099999999999999,0.34499999999999997,0.38300000000000001]
["Sulawesi Barat","Sulawesi Barat","Kab. Mamasa",166471,2023,null,"Sulawesi Barat","Sulawesi Barat","7602 - Kabupaten Polewali Mandar",67.849999999999994,68.42,69.239999999999995,0.23499999999999999,0,{"$f":"IFERROR(INDEX('SISPSN 2023'!H$3:H$442,MATCH($C401,'SISPSN 2023'!$J$3:$J$442,0)),\"\")","v":""},{"$f":"IFERROR(INDEX('SISPSN 2023'!I$3:I$442,MATCH($C401,'SISPSN 2023'!$J$3:$J$442,0)),\"\")","v":""},{"$f":"IFERROR(INDEX('SISPSN 2023'!J$3:J$442,MATCH($C401,'SISPSN 2023'!$J$3:$J$442,0)),\"\")","v":""},{"$f":"IFERROR(INDEX('SISPSN 2023'!K$3:K$442,MATCH($C401,'SISPSN 2023'!$J$3:$J$442,0)),\"\")","v":""},{"$f":"IFERROR(INDEX('SISPSN 2023'!L$3:L$442,MATCH($C401,'SISPSN 2023'!$J$3:$J$442,0)),\"\")","v":""},{"$f":"IFERROR(INDEX('SISPSN 2023'!M$3:M$442,MATCH($C401,'SISPSN 2023'!$J$3:$J$442,0)),\"\")","v":""},{"$f":"IFERROR(INDEX('SISPSN 2023'!N$3:N$442,MATCH($C401,'SISPSN 2023'!$J$3:$J$442,0)),\"\")","v":""},{"$f":"IFERROR(INDEX('SISPSN 2023'!O$3:O$442,MATCH($C401,'SISPSN 2023'!$J$3:$J$442,0)),\"\")","v":""},{"$f":"IFERROR(INDEX('SISPSN 2023'!P$3:P$442,MATCH($C401,'SISPSN 2023'!$J$3:$J$442,0)),\"\")","v":""},{"$f":"IFERROR(INDEX('SISPSN 2023'!Q$3:Q$442,MATCH($C401,'SISPSN 2023'!$J$3:$J$442,0)),\"\")","v":""},{"$f":"IFERROR(INDEX('SISPSN 2023'!R$3:R$442,MATCH($C401,'SISPSN 2023'!$J$3:$J$442,0)),\"\")","v":""},{"$f":"IFERROR(INDEX('SISPSN 2023'!S$3:S$442,MATCH($C401,'SISPSN 2023'!$J$3:$J$442,0)),\"\")","v":""},{"$f":"IFERROR(INDEX('SISPSN 2023'!T$3:T$442,MATCH($C401,'SISPSN 2023'!$J$3:$J$442,0)),\"\")","v":""},{"$f":"IFERROR(INDEX('SISPSN 2023'!U$3:U$442,MATCH($C401,'SISPSN 2023'!$J$3:$J$442,0)),\"\")","v":""},null,{"$error":"#VALUE!"},{"$error":"#VALUE!"},{"$error":"#VALUE!"},{"$error":"#VALUE!"},{"$error":"#VALUE!"},{"$error":"#VALUE!"},{"$f":"IFERROR(PERCENTRANK(_xlfn._xlws.FILTER($AD$4:$AD$547,$AD$4:$AD$547<>\"\"),AD401),\"\")","v":""},{"$error":"#VALUE!"},{"$error":"#VALUE!"},{"$error":"#VALUE!"}]
["Sulawesi Barat","Sulawesi Barat","Kab. Mamuju",285616,2022,null,"Sulawesi Barat","Sulawesi Barat","7603 - Kabupaten Mamasa",66.97,67.53,68.14,0.19500000000000001,0,{"$f":"IFERROR(INDEX('SISPSN 2023'!H$3:H$442,MATCH($C402,'SISPSN 2023'!$J$3:$J$442,0)),\"\")","v":""},{"$f":"IFERROR(INDEX('SISPSN 2023'!I$3:I$442,MATCH($C402,'SISPSN 2023'!$J$3:$J$442,0)),\"\")","v":""},{"$f":"IFERROR(INDEX('SISPSN 2023'!J$3:J$442,MATCH($C402,'SISPSN 2023'!$J$3:$J$442,0)),\"\")","v":""},{"$f":"IFERROR(INDEX('SISPSN 2023'!K$3:K$442,MATCH($C402,'SISPSN 2023'!$J$3:$J$442,0)),\"\")","v":""},{"$f":"IFERROR(INDEX('SISPSN 2023'!L$3:L$442,MATCH($C402,'SISPSN 2023'!$J$3:$J$442,0)),\"\")","v":""},{"$f":"IFERROR(INDEX('SISPSN 2023'!M$3:M$442,MATCH($C402,'SISPSN 2023'!$J$3:$J$442,0)),\"\")","v":""},{"$f":"IFERROR(INDEX('SISPSN 2023'!N$3:N$442,MATCH($C402,'SISPSN 2023'!$J$3:$J$442,0)),\"\")","v":""},{"$f":"IFERROR(INDEX('SISPSN 2023'!O$3:O$442,MATCH($C402,'SISPSN 2023'!$J$3:$J$442,0)),\"\")","v":""},{"$f":"IFERROR(INDEX('SISPSN 2023'!P$3:P$442,MATCH($C402,'SISPSN 2023'!$J$3:$J$442,0)),\"\")","v":""},{"$f":"IFERROR(INDEX('SISPSN 2023'!Q$3:Q$442,MATCH($C402,'SISPSN 2023'!$J$3:$J$442,0)),\"\")","v":""},{"$f":"IFERROR(INDEX('SISPSN 2023'!R$3:R$442,MATCH($C402,'SISPSN 2023'!$J$3:$J$442,0)),\"\")","v":""},{"$f":"IFERROR(INDEX('SISPSN 2023'!S$3:S$442,MATCH($C402,'SISPSN 2023'!$J$3:$J$442,0)),\"\")","v":""},{"$f":"IFERROR(INDEX('SISPSN 2023'!T$3:T$442,MATCH($C402,'SISPSN 2023'!$J$3:$J$442,0)),\"\")","v":""},{"$f":"IFERROR(INDEX('SISPSN 2023'!U$3:U$442,MATCH($C402,'SISPSN 2023'!$J$3:$J$442,0)),\"\")","v":""},null,{"$error":"#VALUE!"},{"$error":"#VALUE!"},{"$error":"#VALUE!"},{"$error":"#VALUE!"},{"$error":"#VALUE!"},{"$error":"#VALUE!"},{"$f":"IFERROR(PERCENTRANK(_xlfn._xlws.FILTER($AD$4:$AD$547,$AD$4:$AD$547<>\"\"),AD402),\"\")","v":""},{"$error":"#VALUE!"},{"$error":"#VALUE!"},{"$error":"#VALUE!"}]
["Sulawesi Barat","Sulawesi Barat","Kab. Mamuju Tengah",140028,2022,null,"Sulawesi Barat","Sulawesi Barat","7604 - Kabupaten Mamuju",69.8,70.349999999999994,71.069999999999993,0.371,1,{"$f":"IFERROR(INDEX('SISPSN 2023'!H$3:H$442,MATCH($C403,'SISPSN 2023'!$J$3:$J$442,0)),\"\")","v":2023},{"$f":"IFERROR(INDEX('SISPSN 2023'!I$3:I$442,MATCH($C403,'SISPSN 2023'!$J$3:$J$442,0)),\"\")","v":"Sulawesi Barat"},{"$f":"IFERROR(INDEX('SISPSN 2023'!J$3:J$442,MATCH($C403,'SISPSN 2023'!$J$3:$J$442,0)),\"\")","v":"Kab. Mamuju Tengah"},{"$f":"IFERROR(INDEX('SISPSN 2023'!K$3:K$442,MATCH($C403,'SISPSN 2023'!$J$3:$J$442,0)),\"\")","v":20444.09},{"$f":"IFERROR(INDEX('SISPSN 2023'!L$3:L$442,MATCH($C403,'SISPSN 2023'!$J$3:$J$442,0)),\"\")","v":0},{"$f":"IFERROR(INDEX('SISPSN 2023'!M$3:M$442,MATCH($C403,'SISPSN 2023'!$J$3:$J$442,0)),\"\")","v":0},{"$f":"IFERROR(INDEX('SISPSN 2023'!N$3:N$442,MATCH($C403,'SISPSN 2023'!$J$3:$J$442,0)),\"\")","v":5110},{"$f":"IFERROR(INDEX('SISPSN 2023'!O$3:O$442,MATCH($C403,'SISPSN 2023'!$J$3:$J$442,0)),\"\")","v":25},{"$f":"IFERROR(INDEX('SISPSN 2023'!P$3:P$442,MATCH($C403,'SISPSN 2023'!$J$3:$J$442,0)),\"\")","v":5110},{"$f":"IFERROR(INDEX('SISPSN 2023'!Q$3:Q$442,MATCH($C403,'SISPSN 2023'!$J$3:$J$442,0)),\"\")","v":25},{"$f":"IFERROR(INDEX('SISPSN 2023'!R$3:R$442,MATCH($C403,'SISPSN 2023'!$J$3:$J$442,0)),\"\")","v":0},{"$f":"IFERROR(INDEX('SISPSN 2023'!S$3:S$442,MATCH($C403,'SISPSN 2023'!$J$3:$J$442,0)),\"\")","v":0},{"$f":"IFERROR(INDEX('SISPSN 2023'!T$3:T$442,MATCH($C403,'SISPSN 2023'!$J$3:$J$442,0)),\"\")","v":0},{"$f":"IFERROR(INDEX('SISPSN 2023'!U$3:U$442,MATCH($C403,'SISPSN 2023'!$J$3:$J$442,0)),\"\")","v":"P 2"},null,0.40000003913111698,0,9.9980003999200165E-2,9.9980003999200165E-2,0,0,{"$f":"IFERROR(PERCENTRANK(_xlfn._xlws.FILTER($AD$4:$AD$547,$AD$4:$AD$547<>\"\"),AD403),\"\")","v":""},0,0.29199999999999998,0]
["Sulawesi Barat","Sulawesi Barat","Kab. Pasangkayu",198608,2022,null,"Sulawesi Barat","Sulawesi Barat","7605 - Kabupaten Pasangkayu",69.37,69.94,70.42,0.31900000000000001,0,{"$f":"IFERROR(INDEX('SISPSN 2023'!H$3:H$442,MATCH($C404,'SISPSN 2023'!$J$3:$J$442,0)),\"\")","v":""},{"$f":"IFERROR(INDEX('SISPSN 2023'!I$3:I$442,MATCH($C404,'SISPSN 2023'!$J$3:$J$442,0)),\"\")","v":""},{"$f":"IFERROR(INDEX('SISPSN 2023'!J$3:J$442,MATCH($C404,'SISPSN 2023'!$J$3:$J$442,0)),\"\")","v":""},{"$f":"IFERROR(INDEX('SISPSN 2023'!K$3:K$442,MATCH($C404,'SISPSN 2023'!$J$3:$J$442,0)),\"\")","v":""},{"$f":"IFERROR(INDEX('SISPSN 2023'!L$3:L$442,MATCH($C404,'SISPSN 2023'!$J$3:$J$442,0)),\"\")","v":""},{"$f":"IFERROR(INDEX('SISPSN 2023'!M$3:M$442,MATCH($C404,'SISPSN 2023'!$J$3:$J$442,0)),\"\")","v":""},{"$f":"IFERROR(INDEX('SISPSN 2023'!N$3:N$442,MATCH($C404,'SISPSN 2023'!$J$3:$J$442,0)),\"\")","v":""},{"$f":"IFERROR(INDEX('SISPSN 2023'!O$3:O$442,MATCH($C404,'SISPSN 2023'!$J$3:$J$442,0)),\"\")","v":""},{"$f":"IFERROR(INDEX('SISPSN 2023'!P$3:P$442,MATCH($C404,'SISPSN 2023'!$J$3:$J$442,0)),\"\")","v":""},{"$f":"IFERROR(INDEX('SISPSN 2023'!Q$3:Q$442,MATCH($C404,'SISPSN 2023'!$J$3:$J$442,0)),\"\")","v":""},{"$f":"IFERROR(INDEX('SISPSN 2023'!R$3:R$442,MATCH($C404,'SISPSN 2023'!$J$3:$J$442,0)),\"\")","v":""},{"$f":"IFERROR(INDEX('SISPSN 2023'!S$3:S$442,MATCH($C404,'SISPSN 2023'!$J$3:$J$442,0)),\"\")","v":""},{"$f":"IFERROR(INDEX('SISPSN 2023'!T$3:T$442,MATCH($C404,'SISPSN 2023'!$J$3:$J$442,0)),\"\")","v":""},{"$f":"IFERROR(INDEX('SISPSN 2023'!U$3:U$442,MATCH($C404,'SISPSN 2023'!$J$3:$J$442,0)),\"\")","v":""},null,{"$error":"#VALUE!"},{"$error":"#VALUE!"},{"$error":"#VALUE!"},{"$error":"#VALUE!"},{"$error":"#VALUE!"},{"$error":"#VALUE!"},{"$f":"IFERROR(PERCENTRANK(_xlfn._xlws.FILTER($AD$4:$AD$547,$AD$4:$AD$547<>\"\"),AD404),\"\")","v":""},{"$error":"#VALUE!"},{"$error":"#VALUE!"},{"$error":"#VALUE!"}]
["Sulawesi Barat","Sulawesi Barat","Kab. Polewali Mandar",490493,2022,null,"Sulawesi Barat","Sulawesi Barat","7606 - Kabupaten Mamuju Tengah",66.38,67.069999999999993,67.63,0.185,0,{"$f":"IFERROR(INDEX('SISPSN 2023'!H$3:H$442,MATCH($C405,'SISPSN 2023'!$J$3:$J$442,0)),\"\")","v":""},{"$f":"IFERROR(INDEX('SISPSN 2023'!I$3:I$442,MATCH($C405,'SISPSN 2023'!$J$3:$J$442,0)),\"\")","v":""},{"$f":"IFERROR(INDEX('SISPSN 2023'!J$3:J$442,MATCH($C405,'SISPSN 2023'!$J$3:$J$442,0)),\"\")","v":""},{"$f":"IFERROR(INDEX('SISPSN 2023'!K$3:K$442,MATCH($C405,'SISPSN 2023'!$J$3:$J$442,0)),\"\")","v":""},{"$f":"IFERROR(INDEX('SISPSN 2023'!L$3:L$442,MATCH($C405,'SISPSN 2023'!$J$3:$J$442,0)),\"\")","v":""},{"$f":"IFERROR(INDEX('SISPSN 2023'!M$3:M$442,MATCH($C405,'SISPSN 2023'!$J$3:$J$442,0)),\"\")","v":""},{"$f":"IFERROR(INDEX('SISPSN 2023'!N$3:N$442,MATCH($C405,'SISPSN 2023'!$J$3:$J$442,0)),\"\")","v":""},{"$f":"IFERROR(INDEX('SISPSN 2023'!O$3:O$442,MATCH($C405,'SISPSN 2023'!$J$3:$J$442,0)),\"\")","v":""},{"$f":"IFERROR(INDEX('SISPSN 2023'!P$3:P$442,MATCH($C405,'SISPSN 2023'!$J$3:$J$442,0)),\"\")","v":""},{"$f":"IFERROR(INDEX('SISPSN 2023'!Q$3:Q$442,MATCH($C405,'SISPSN 2023'!$J$3:$J$442,0)),\"\")","v":""},{"$f":"IFERROR(INDEX('SISPSN 2023'!R$3:R$442,MATCH($C405,'SISPSN 2023'!$J$3:$J$442,0)),\"\")","v":""},{"$f":"IFERROR(INDEX('SISPSN 2023'!S$3:S$442,MATCH($C405,'SISPSN 2023'!$J$3:$J$442,0)),\"\")","v":""},{"$f":"IFERROR(INDEX('SISPSN 2023'!T$3:T$442,MATCH($C405,'SISPSN 2023'!$J$3:$J$442,0)),\"\")","v":""},{"$f":"IFERROR(INDEX('SISPSN 2023'!U$3:U$442,MATCH($C405,'SISPSN 2023'!$J$3:$J$442,0)),\"\")","v":""},null,{"$error":"#VALUE!"},{"$error":"#VALUE!"},{"$error":"#VALUE!"},{"$error":"#VALUE!"},{"$error":"#VALUE!"},{"$error":"#VALUE!"},{"$f":"IFERROR(PERCENTRANK(_xlfn._xlws.FILTER($AD$4:$AD$547,$AD$4:$AD$547<>\"\"),AD405),\"\")","v":""},{"$error":"#VALUE!"},{"$error":"#VALUE!"},{"$error":"#VALUE!"}]
["Sulawesi Barat","total","total",1458606,2022,null,"Sulawesi Barat","Sulawesi Barat","7600 - Provinsi Sulawesi Barat",68.64,69.19,69.8,0.27400000000000002,0,{"$f":"IFERROR(INDEX('SISPSN 2023'!H$3:H$442,MATCH($C406,'SISPSN 2023'!$J$3:$J$442,0)),\"\")","v":""},{"$f":"IFERROR(INDEX('SISPSN 2023'!I$3:I$442,MATCH($C406,'SISPSN 2023'!$J$3:$J$442,0)),\"\")","v":""},{"$f":"IFERROR(INDEX('SISPSN 2023'!J$3:J$442,MATCH($C406,'SISPSN 2023'!$J$3:$J$442,0)),\"\")","v":""},{"$f":"IFERROR(INDEX('SISPSN 2023'!K$3:K$442,MATCH($C406,'SISPSN 2023'!$J$3:$J$442,0)),\"\")","v":""},{"$f":"IFERROR(INDEX('SISPSN 2023'!L$3:L$442,MATCH($C406,'SISPSN 2023'!$J$3:$J$442,0)),\"\")","v":""},{"$f":"IFERROR(INDEX('SISPSN 2023'!M$3:M$442,MATCH($C406,'SISPSN 2023'!$J$3:$J$442,0)),\"\")","v":""},{"$f":"IFERROR(INDEX('SISPSN 2023'!N$3:N$442,MATCH($C406,'SISPSN 2023'!$J$3:$J$442,0)),\"\")","v":""},{"$f":"IFERROR(INDEX('SISPSN 2023'!O$3:O$442,MATCH($C406,'SISPSN 2023'!$J$3:$J$442,0)),\"\")","v":""},{"$f":"IFERROR(INDEX('SISPSN 2023'!P$3:P$442,MATCH($C406,'SISPSN 2023'!$J$3:$J$442,0)),\"\")","v":""},{"$f":"IFERROR(INDEX('SISPSN 2023'!Q$3:Q$442,MATCH($C406,'SISPSN 2023'!$J$3:$J$442,0)),\"\")","v":""},{"$f":"IFERROR(INDEX('SISPSN 2023'!R$3:R$442,MATCH($C406,'SISPSN 2023'!$J$3:$J$442,0)),\"\")","v":""},{"$f":"IFERROR(INDEX('SISPSN 2023'!S$3:S$442,MATCH($C406,'SISPSN 2023'!$J$3:$J$442,0)),\"\")","v":""},{"$f":"IFERROR(INDEX('SISPSN 2023'!T$3:T$442,MATCH($C406,'SISPSN 2023'!$J$3:$J$442,0)),\"\")","v":""},{"$f":"IFERROR(INDEX('SISPSN 2023'!U$3:U$442,MATCH($C406,'SISPSN 2023'!$J$3:$J$442,0)),\"\")","v":""},null,{"$error":"#VALUE!"},{"$error":"#VALUE!"},{"$error":"#VALUE!"},{"$error":"#VALUE!"},{"$error":"#VALUE!"},{"$error":"#VALUE!"},{"$f":"IFERROR(PERCENTRANK(_xlfn._xlws.FILTER($AD$4:$AD$547,$AD$4:$AD$547<>\"\"),AD406),\"\")","v":""},{"$error":"#VALUE!"},{"$error":"#VALUE!"},{"$error":"#VALUE!"}]
["Sulawesi Selatan","Sulawesi Selatan","Kab. Bantaeng",200900,2022,null,"Sulawesi Selatan","Sulawesi Selatan","Bantaeng",69.709999999999994,70.41,71.28,0.38900000000000001,1,{"$f":"IFERROR(INDEX('SISPSN 2023'!H$3:H$442,MATCH($C407,'SISPSN 2023'!$J$3:$J$442,0)),\"\")","v":2023},{"$f":"IFERROR(INDEX('SISPSN 2023'!I$3:I$442,MATCH($C407,'SISPSN 2023'!$J$3:$J$442,0)),\"\")","v":"Sulawesi Selatan"},{"$f":"IFERROR(INDEX('SISPSN 2023'!J$3:J$442,MATCH($C407,'SISPSN 2023'!$J$3:$J$442,0)),\"\")","v":"Kab. Bantaeng"},{"$f":"IFERROR(INDEX('SISPSN 2023'!K$3:K$442,MATCH($C407,'SISPSN 2023'!$J$3:$J$442,0)),\"\")","v":30377.78},{"$f":"IFERROR(INDEX('SISPSN 2023'!L$3:L$442,MATCH($C407,'SISPSN 2023'!$J$3:$J$442,0)),\"\")","v":7875.04},{"$f":"IFERROR(INDEX('SISPSN 2023'!M$3:M$442,MATCH($C407,'SISPSN 2023'!$J$3:$J$442,0)),\"\")","v":25.92},{"$f":"IFERROR(INDEX('SISPSN 2023'!N$3:N$442,MATCH($C407,'SISPSN 2023'!$J$3:$J$442,0)),\"\")","v":10525.51},{"$f":"IFERROR(INDEX('SISPSN 2023'!O$3:O$442,MATCH($C407,'SISPSN 2023'!$J$3:$J$442,0)),\"\")","v":34.65},{"$f":"IFERROR(INDEX('SISPSN 2023'!P$3:P$442,MATCH($C407,'SISPSN 2023'!$J$3:$J$442,0)),\"\")","v":18400.55},{"$f":"IFERROR(INDEX('SISPSN 2023'!Q$3:Q$442,MATCH($C407,'SISPSN 2023'!$J$3:$J$442,0)),\"\")","v":60.57},{"$f":"IFERROR(INDEX('SISPSN 2023'!R$3:R$442,MATCH($C407,'SISPSN 2023'!$J$3:$J$442,0)),\"\")","v":7774.9},{"$f":"IFERROR(INDEX('SISPSN 2023'!S$3:S$442,MATCH($C407,'SISPSN 2023'!$J$3:$J$442,0)),\"\")","v":670.51},{"$f":"IFERROR(INDEX('SISPSN 2023'!T$3:T$442,MATCH($C407,'SISPSN 2023'!$J$3:$J$442,0)),\"\")","v":27.8},{"$f":"IFERROR(INDEX('SISPSN 2023'!U$3:U$442,MATCH($C407,'SISPSN 2023'!$J$3:$J$442,0)),\"\")","v":"P 2"},null,0.41426975868864085,0.10739398733098318,0.14353914235256415,0.25093312968354731,0.10602835186864588,9.1439208493287061E-3,{"$f":"IFERROR(PERCENTRANK(_xlfn._xlws.FILTER($AD$4:$AD$547,$AD$4:$AD$547<>\"\"),AD407),\"\")","v":""},0.91100000000000003,0.42499999999999999,0.94699999999999995]
["Sulawesi Selatan","Sulawesi Selatan","Kab. Barru",188285,2022,null,"Sulawesi Selatan","Sulawesi Selatan","Barru",72.56,72.959999999999994,73.8,0.63,1,{"$f":"IFERROR(INDEX('SISPSN 2023'!H$3:H$442,MATCH($C408,'SISPSN 2023'!$J$3:$J$442,0)),\"\")","v":2023},{"$f":"IFERROR(INDEX('SISPSN 2023'!I$3:I$442,MATCH($C408,'SISPSN 2023'!$J$3:$J$442,0)),\"\")","v":"Sulawesi Selatan"},{"$f":"IFERROR(INDEX('SISPSN 2023'!J$3:J$442,MATCH($C408,'SISPSN 2023'!$J$3:$J$442,0)),\"\")","v":"Kab. Barru"},{"$f":"IFERROR(INDEX('SISPSN 2023'!K$3:K$442,MATCH($C408,'SISPSN 2023'!$J$3:$J$442,0)),\"\")","v":28403.279999999999},{"$f":"IFERROR(INDEX('SISPSN 2023'!L$3:L$442,MATCH($C408,'SISPSN 2023'!$J$3:$J$442,0)),\"\")","v":4210.2299999999996},{"$f":"IFERROR(INDEX('SISPSN 2023'!M$3:M$442,MATCH($C408,'SISPSN 2023'!$J$3:$J$442,0)),\"\")","v":14.82},{"$f":"IFERROR(INDEX('SISPSN 2023'!N$3:N$442,MATCH($C408,'SISPSN 2023'!$J$3:$J$442,0)),\"\")","v":13625.9},{"$f":"IFERROR(INDEX('SISPSN 2023'!O$3:O$442,MATCH($C408,'SISPSN 2023'!$J$3:$J$442,0)),\"\")","v":47.97},{"$f":"IFERROR(INDEX('SISPSN 2023'!P$3:P$442,MATCH($C408,'SISPSN 2023'!$J$3:$J$442,0)),\"\")","v":17836.13},{"$f":"IFERROR(INDEX('SISPSN 2023'!Q$3:Q$442,MATCH($C408,'SISPSN 2023'!$J$3:$J$442,0)),\"\")","v":62.8},{"$f":"IFERROR(INDEX('SISPSN 2023'!R$3:R$442,MATCH($C408,'SISPSN 2023'!$J$3:$J$442,0)),\"\")","v":4197.17},{"$f":"IFERROR(INDEX('SISPSN 2023'!S$3:S$442,MATCH($C408,'SISPSN 2023'!$J$3:$J$442,0)),\"\")","v":29.65},{"$f":"IFERROR(INDEX('SISPSN 2023'!T$3:T$442,MATCH($C408,'SISPSN 2023'!$J$3:$J$442,0)),\"\")","v":14.88},{"$f":"IFERROR(INDEX('SISPSN 2023'!U$3:U$442,MATCH($C408,'SISPSN 2023'!$J$3:$J$442,0)),\"\")","v":"P 2"},null,0.41329476845979263,6.1262855311515874E-2,0.19826981903344573,0.25953267434496158,6.1072819876309629E-2,4.3143573153638776E-4,{"$f":"IFERROR(PERCENTRANK(_xlfn._xlws.FILTER($AD$4:$AD$547,$AD$4:$AD$547<>\"\"),AD408),\"\")","v":""},0.64600000000000002,0.56899999999999995,0.70399999999999996]
["Sulawesi Selatan","Sulawesi Selatan","Kab. Bone",819590,2023,null,"Sulawesi Selatan","Sulawesi Selatan","Bone",68.81,69.430000000000007,70.25,0.30299999999999999,1,{"$f":"IFERROR(INDEX('SISPSN 2023'!H$3:H$442,MATCH($C409,'SISPSN 2023'!$J$3:$J$442,0)),\"\")","v":2023},{"$f":"IFERROR(INDEX('SISPSN 2023'!I$3:I$442,MATCH($C409,'SISPSN 2023'!$J$3:$J$442,0)),\"\")","v":"Sulawesi Selatan"},{"$f":"IFERROR(INDEX('SISPSN 2023'!J$3:J$442,MATCH($C409,'SISPSN 2023'!$J$3:$J$442,0)),\"\")","v":"Kab. Bone"},{"$f":"IFERROR(INDEX('SISPSN 2023'!K$3:K$442,MATCH($C409,'SISPSN 2023'!$J$3:$J$442,0)),\"\")","v":148771.81},{"$f":"IFERROR(INDEX('SISPSN 2023'!L$3:L$442,MATCH($C409,'SISPSN 2023'!$J$3:$J$442,0)),\"\")","v":24222.43},{"$f":"IFERROR(INDEX('SISPSN 2023'!M$3:M$442,MATCH($C409,'SISPSN 2023'!$J$3:$J$442,0)),\"\")","v":16.28},{"$f":"IFERROR(INDEX('SISPSN 2023'!N$3:N$442,MATCH($C409,'SISPSN 2023'!$J$3:$J$442,0)),\"\")","v":86413.75},{"$f":"IFERROR(INDEX('SISPSN 2023'!O$3:O$442,MATCH($C409,'SISPSN 2023'!$J$3:$J$442,0)),\"\")","v":58.08},{"$f":"IFERROR(INDEX('SISPSN 2023'!P$3:P$442,MATCH($C409,'SISPSN 2023'!$J$3:$J$442,0)),\"\")","v":110636.18},{"$f":"IFERROR(INDEX('SISPSN 2023'!Q$3:Q$442,MATCH($C409,'SISPSN 2023'!$J$3:$J$442,0)),\"\")","v":74.37},{"$f":"IFERROR(INDEX('SISPSN 2023'!R$3:R$442,MATCH($C409,'SISPSN 2023'!$J$3:$J$442,0)),\"\")","v":22186.9},{"$f":"IFERROR(INDEX('SISPSN 2023'!S$3:S$442,MATCH($C409,'SISPSN 2023'!$J$3:$J$442,0)),\"\")","v":0},{"$f":"IFERROR(INDEX('SISPSN 2023'!T$3:T$442,MATCH($C409,'SISPSN 2023'!$J$3:$J$442,0)),\"\")","v":14.91},{"$f":"IFERROR(INDEX('SISPSN 2023'!U$3:U$442,MATCH($C409,'SISPSN 2023'!$J$3:$J$442,0)),\"\")","v":"P 2"},null,0.49731451091399353,8.0970756009478173E-2,0.28886394416720557,0.36983470017668374,7.4166384896424145E-2,0,{"$f":"IFERROR(PERCENTRANK(_xlfn._xlws.FILTER($AD$4:$AD$547,$AD$4:$AD$547<>\"\"),AD409),\"\")","v":""},0.70099999999999996,0.65400000000000003,0.70899999999999996]
["Sulawesi Selatan","Sulawesi Selatan","Kab. Bulukumba",446468,2023,null,"Sulawesi Selatan","Sulawesi Selatan","Bulukumba",72.02,72.75,73.64,0.62,1,{"$f":"IFERROR(INDEX('SISPSN 2023'!H$3:H$442,MATCH($C410,'SISPSN 2023'!$J$3:$J$442,0)),\"\")","v":2023},{"$f":"IFERROR(INDEX('SISPSN 2023'!I$3:I$442,MATCH($C410,'SISPSN 2023'!$J$3:$J$442,0)),\"\")","v":"Sulawesi Selatan"},{"$f":"IFERROR(INDEX('SISPSN 2023'!J$3:J$442,MATCH($C410,'SISPSN 2023'!$J$3:$J$442,0)),\"\")","v":"Kab. Bulukumba"},{"$f":"IFERROR(INDEX('SISPSN 2023'!K$3:K$442,MATCH($C410,'SISPSN 2023'!$J$3:$J$442,0)),\"\")","v":66610.75},{"$f":"IFERROR(INDEX('SISPSN 2023'!L$3:L$442,MATCH($C410,'SISPSN 2023'!$J$3:$J$442,0)),\"\")","v":16294.76},{"$f":"IFERROR(INDEX('SISPSN 2023'!M$3:M$442,MATCH($C410,'SISPSN 2023'!$J$3:$J$442,0)),\"\")","v":24.46},{"$f":"IFERROR(INDEX('SISPSN 2023'!N$3:N$442,MATCH($C410,'SISPSN 2023'!$J$3:$J$442,0)),\"\")","v":46847.75},{"$f":"IFERROR(INDEX('SISPSN 2023'!O$3:O$442,MATCH($C410,'SISPSN 2023'!$J$3:$J$442,0)),\"\")","v":70.33},{"$f":"IFERROR(INDEX('SISPSN 2023'!P$3:P$442,MATCH($C410,'SISPSN 2023'!$J$3:$J$442,0)),\"\")","v":63142.51},{"$f":"IFERROR(INDEX('SISPSN 2023'!Q$3:Q$442,MATCH($C410,'SISPSN 2023'!$J$3:$J$442,0)),\"\")","v":94.79},{"$f":"IFERROR(INDEX('SISPSN 2023'!R$3:R$442,MATCH($C410,'SISPSN 2023'!$J$3:$J$442,0)),\"\")","v":2706.11},{"$f":"IFERROR(INDEX('SISPSN 2023'!S$3:S$442,MATCH($C410,'SISPSN 2023'!$J$3:$J$442,0)),\"\")","v":0},{"$f":"IFERROR(INDEX('SISPSN 2023'!T$3:T$442,MATCH($C410,'SISPSN 2023'!$J$3:$J$442,0)),\"\")","v":4.0599999999999996},{"$f":"IFERROR(INDEX('SISPSN 2023'!U$3:U$442,MATCH($C410,'SISPSN 2023'!$J$3:$J$442,0)),\"\")","v":"P 2"},null,0.40875315919495248,9.9991887620594938E-2,0.28747860988917456,0.38747049750976953,1.6605893367497782E-2,0,{"$f":"IFERROR(PERCENTRANK(_xlfn._xlws.FILTER($AD$4:$AD$547,$AD$4:$AD$547<>\"\"),AD410),\"\")","v":""},0.89200000000000002,0.76500000000000001,0.42799999999999999]
["Sulawesi Selatan","Sulawesi Selatan","Kab. Enrekang",233739,2023,null,"Sulawesi Selatan","Sulawesi Selatan","Enrekang",74.13,74.61,75.11,0.746,1,{"$f":"IFERROR(INDEX('SISPSN 2023'!H$3:H$442,MATCH($C411,'SISPSN 2023'!$J$3:$J$442,0)),\"\")","v":2023},{"$f":"IFERROR(INDEX('SISPSN 2023'!I$3:I$442,MATCH($C411,'SISPSN 2023'!$J$3:$J$442,0)),\"\")","v":"Sulawesi Selatan"},{"$f":"IFERROR(INDEX('SISPSN 2023'!J$3:J$442,MATCH($C411,'SISPSN 2023'!$J$3:$J$442,0)),\"\")","v":"Kab. Enrekang"},{"$f":"IFERROR(INDEX('SISPSN 2023'!K$3:K$442,MATCH($C411,'SISPSN 2023'!$J$3:$J$442,0)),\"\")","v":37991.19},{"$f":"IFERROR(INDEX('SISPSN 2023'!L$3:L$442,MATCH($C411,'SISPSN 2023'!$J$3:$J$442,0)),\"\")","v":5345.39},{"$f":"IFERROR(INDEX('SISPSN 2023'!M$3:M$442,MATCH($C411,'SISPSN 2023'!$J$3:$J$442,0)),\"\")","v":14.07},{"$f":"IFERROR(INDEX('SISPSN 2023'!N$3:N$442,MATCH($C411,'SISPSN 2023'!$J$3:$J$442,0)),\"\")","v":14362.02},{"$f":"IFERROR(INDEX('SISPSN 2023'!O$3:O$442,MATCH($C411,'SISPSN 2023'!$J$3:$J$442,0)),\"\")","v":37.799999999999997},{"$f":"IFERROR(INDEX('SISPSN 2023'!P$3:P$442,MATCH($C411,'SISPSN 2023'!$J$3:$J$442,0)),\"\")","v":19707.41},{"$f":"IFERROR(INDEX('SISPSN 2023'!Q$3:Q$442,MATCH($C411,'SISPSN 2023'!$J$3:$J$442,0)),\"\")","v":51.87},{"$f":"IFERROR(INDEX('SISPSN 2023'!R$3:R$442,MATCH($C411,'SISPSN 2023'!$J$3:$J$442,0)),\"\")","v":4841.43},{"$f":"IFERROR(INDEX('SISPSN 2023'!S$3:S$442,MATCH($C411,'SISPSN 2023'!$J$3:$J$442,0)),\"\")","v":4142.0200000000004},{"$f":"IFERROR(INDEX('SISPSN 2023'!T$3:T$442,MATCH($C411,'SISPSN 2023'!$J$3:$J$442,0)),\"\")","v":23.65},{"$f":"IFERROR(INDEX('SISPSN 2023'!U$3:U$442,MATCH($C411,'SISPSN 2023'!$J$3:$J$442,0)),\"\")","v":"P 2"},null,0.44530631197529946,6.2654944658739192E-2,0.16834161179777443,0.23099655645651365,5.674787596773289E-2,4.8549878283042205E-2,{"$f":"IFERROR(PERCENTRANK(_xlfn._xlws.FILTER($AD$4:$AD$547,$AD$4:$AD$547<>\"\"),AD411),\"\")","v":""},0.61599999999999999,0.48,0.9]
["Sulawesi Selatan","Sulawesi Selatan","Kab. Gowa",793061,2023,null,"Sulawesi Selatan","Sulawesi Selatan","Gowa",71.739999999999995,72.44,73.010000000000005,0.54800000000000004,1,{"$f":"IFERROR(INDEX('SISPSN 2023'!H$3:H$442,MATCH($C412,'SISPSN 2023'!$J$3:$J$442,0)),\"\")","v":2023},{"$f":"IFERROR(INDEX('SISPSN 2023'!I$3:I$442,MATCH($C412,'SISPSN 2023'!$J$3:$J$442,0)),\"\")","v":"Sulawesi Selatan"},{"$f":"IFERROR(INDEX('SISPSN 2023'!J$3:J$442,MATCH($C412,'SISPSN 2023'!$J$3:$J$442,0)),\"\")","v":"Kab. Gowa"},{"$f":"IFERROR(INDEX('SISPSN 2023'!K$3:K$442,MATCH($C412,'SISPSN 2023'!$J$3:$J$442,0)),\"\")","v":145999.82},{"$f":"IFERROR(INDEX('SISPSN 2023'!L$3:L$442,MATCH($C412,'SISPSN 2023'!$J$3:$J$442,0)),\"\")","v":19174},{"$f":"IFERROR(INDEX('SISPSN 2023'!M$3:M$442,MATCH($C412,'SISPSN 2023'!$J$3:$J$442,0)),\"\")","v":13.13},{"$f":"IFERROR(INDEX('SISPSN 2023'!N$3:N$442,MATCH($C412,'SISPSN 2023'!$J$3:$J$442,0)),\"\")","v":80300},{"$f":"IFERROR(INDEX('SISPSN 2023'!O$3:O$442,MATCH($C412,'SISPSN 2023'!$J$3:$J$442,0)),\"\")","v":55},{"$f":"IFERROR(INDEX('SISPSN 2023'!P$3:P$442,MATCH($C412,'SISPSN 2023'!$J$3:$J$442,0)),\"\")","v":99474},{"$f":"IFERROR(INDEX('SISPSN 2023'!Q$3:Q$442,MATCH($C412,'SISPSN 2023'!$J$3:$J$442,0)),\"\")","v":68.13},{"$f":"IFERROR(INDEX('SISPSN 2023'!R$3:R$442,MATCH($C412,'SISPSN 2023'!$J$3:$J$442,0)),\"\")","v":18262},{"$f":"IFERROR(INDEX('SISPSN 2023'!S$3:S$442,MATCH($C412,'SISPSN 2023'!$J$3:$J$442,0)),\"\")","v":0},{"$f":"IFERROR(INDEX('SISPSN 2023'!T$3:T$442,MATCH($C412,'SISPSN 2023'!$J$3:$J$442,0)),\"\")","v":12.51},{"$f":"IFERROR(INDEX('SISPSN 2023'!U$3:U$442,MATCH($C412,'SISPSN 2023'!$J$3:$J$442,0)),\"\")","v":"P 2"},null,0.50437419927258442,6.623892342369006E-2,0.27740615160750559,0.34364507503119568,6.3088308102817778E-2,0,{"$f":"IFERROR(PERCENTRANK(_xlfn._xlws.FILTER($AD$4:$AD$547,$AD$4:$AD$547<>\"\"),AD412),\"\")","v":""},0.60199999999999998,0.621,0.624]
["Sulawesi Selatan","Sulawesi Selatan","Kab. Jeneponto",415792,2023,null,"Sulawesi Selatan","Sulawesi Selatan","Jeneponto",67.540000000000006,68.13,68.95,0.214,1,{"$f":"IFERROR(INDEX('SISPSN 2023'!H$3:H$442,MATCH($C413,'SISPSN 2023'!$J$3:$J$442,0)),\"\")","v":2023},{"$f":"IFERROR(INDEX('SISPSN 2023'!I$3:I$442,MATCH($C413,'SISPSN 2023'!$J$3:$J$442,0)),\"\")","v":"Sulawesi Selatan"},{"$f":"IFERROR(INDEX('SISPSN 2023'!J$3:J$442,MATCH($C413,'SISPSN 2023'!$J$3:$J$442,0)),\"\")","v":"Kab. Jeneponto"},{"$f":"IFERROR(INDEX('SISPSN 2023'!K$3:K$442,MATCH($C413,'SISPSN 2023'!$J$3:$J$442,0)),\"\")","v":60657.45},{"$f":"IFERROR(INDEX('SISPSN 2023'!L$3:L$442,MATCH($C413,'SISPSN 2023'!$J$3:$J$442,0)),\"\")","v":6127.84},{"$f":"IFERROR(INDEX('SISPSN 2023'!M$3:M$442,MATCH($C413,'SISPSN 2023'!$J$3:$J$442,0)),\"\")","v":10.1},{"$f":"IFERROR(INDEX('SISPSN 2023'!N$3:N$442,MATCH($C413,'SISPSN 2023'!$J$3:$J$442,0)),\"\")","v":23195.75},{"$f":"IFERROR(INDEX('SISPSN 2023'!O$3:O$442,MATCH($C413,'SISPSN 2023'!$J$3:$J$442,0)),\"\")","v":38.24},{"$f":"IFERROR(INDEX('SISPSN 2023'!P$3:P$442,MATCH($C413,'SISPSN 2023'!$J$3:$J$442,0)),\"\")","v":29323.59},{"$f":"IFERROR(INDEX('SISPSN 2023'!Q$3:Q$442,MATCH($C413,'SISPSN 2023'!$J$3:$J$442,0)),\"\")","v":48.34},{"$f":"IFERROR(INDEX('SISPSN 2023'!R$3:R$442,MATCH($C413,'SISPSN 2023'!$J$3:$J$442,0)),\"\")","v":3780.85},{"$f":"IFERROR(INDEX('SISPSN 2023'!S$3:S$442,MATCH($C413,'SISPSN 2023'!$J$3:$J$442,0)),\"\")","v":73},{"$f":"IFERROR(INDEX('SISPSN 2023'!T$3:T$442,MATCH($C413,'SISPSN 2023'!$J$3:$J$442,0)),\"\")","v":6.35},{"$f":"IFERROR(INDEX('SISPSN 2023'!U$3:U$442,MATCH($C413,'SISPSN 2023'!$J$3:$J$442,0)),\"\")","v":"P 2"},null,0.39968252039613061,4.0377406827755292E-2,0.15284084349867241,0.19321825032642773,2.4912680260045721E-2,4.8100973563704928E-4,{"$f":"IFERROR(PERCENTRANK(_xlfn._xlws.FILTER($AD$4:$AD$547,$AD$4:$AD$547<>\"\"),AD413),\"\")","v":""},0.53,0.48299999999999998,0.505]
["Sulawesi Selatan","Sulawesi Selatan","Kab. Kepulauan Selayar",140312,2023,null,"Sulawesi Selatan","Sulawesi Selatan","Kepulauan Selayar",69.680000000000007,70.27,71.13,0.379,1,{"$f":"IFERROR(INDEX('SISPSN 2023'!H$3:H$442,MATCH($C414,'SISPSN 2023'!$J$3:$J$442,0)),\"\")","v":2023},{"$f":"IFERROR(INDEX('SISPSN 2023'!I$3:I$442,MATCH($C414,'SISPSN 2023'!$J$3:$J$442,0)),\"\")","v":"Sulawesi Selatan"},{"$f":"IFERROR(INDEX('SISPSN 2023'!J$3:J$442,MATCH($C414,'SISPSN 2023'!$J$3:$J$442,0)),\"\")","v":"Kab. Kepulauan Selayar"},{"$f":"IFERROR(INDEX('SISPSN 2023'!K$3:K$442,MATCH($C414,'SISPSN 2023'!$J$3:$J$442,0)),\"\")","v":20568.63},{"$f":"IFERROR(INDEX('SISPSN 2023'!L$3:L$442,MATCH($C414,'SISPSN 2023'!$J$3:$J$442,0)),\"\")","v":265},{"$f":"IFERROR(INDEX('SISPSN 2023'!M$3:M$442,MATCH($C414,'SISPSN 2023'!$J$3:$J$442,0)),\"\")","v":1.29},{"$f":"IFERROR(INDEX('SISPSN 2023'!N$3:N$442,MATCH($C414,'SISPSN 2023'!$J$3:$J$442,0)),\"\")","v":4710.5},{"$f":"IFERROR(INDEX('SISPSN 2023'!O$3:O$442,MATCH($C414,'SISPSN 2023'!$J$3:$J$442,0)),\"\")","v":22.9},{"$f":"IFERROR(INDEX('SISPSN 2023'!P$3:P$442,MATCH($C414,'SISPSN 2023'!$J$3:$J$442,0)),\"\")","v":4975.5},{"$f":"IFERROR(INDEX('SISPSN 2023'!Q$3:Q$442,MATCH($C414,'SISPSN 2023'!$J$3:$J$442,0)),\"\")","v":24.19},{"$f":"IFERROR(INDEX('SISPSN 2023'!R$3:R$442,MATCH($C414,'SISPSN 2023'!$J$3:$J$442,0)),\"\")","v":265},{"$f":"IFERROR(INDEX('SISPSN 2023'!S$3:S$442,MATCH($C414,'SISPSN 2023'!$J$3:$J$442,0)),\"\")","v":2},{"$f":"IFERROR(INDEX('SISPSN 2023'!T$3:T$442,MATCH($C414,'SISPSN 2023'!$J$3:$J$442,0)),\"\")","v":1.3},{"$f":"IFERROR(INDEX('SISPSN 2023'!U$3:U$442,MATCH($C414,'SISPSN 2023'!$J$3:$J$442,0)),\"\")","v":"P 2"},null,0.40162217742533857,5.174378508326259E-3,9.197701873007863E-2,9.7151397238404907E-2,5.174378508326259E-3,3.9051913270386856E-5,{"$f":"IFERROR(PERCENTRANK(_xlfn._xlws.FILTER($AD$4:$AD$547,$AD$4:$AD$547<>\"\"),AD414),\"\")","v":""},0.27,0.25600000000000001,0.312]
["Sulawesi Selatan","Sulawesi Selatan","Luwu",372161,2023,null,"Sulawesi Selatan","Sulawesi Selatan","Luwu",71.92,72.42,73.23,0.57299999999999995,0,{"$f":"IFERROR(INDEX('SISPSN 2023'!H$3:H$442,MATCH($C415,'SISPSN 2023'!$J$3:$J$442,0)),\"\")","v":""},{"$f":"IFERROR(INDEX('SISPSN 2023'!I$3:I$442,MATCH($C415,'SISPSN 2023'!$J$3:$J$442,0)),\"\")","v":""},{"$f":"IFERROR(INDEX('SISPSN 2023'!J$3:J$442,MATCH($C415,'SISPSN 2023'!$J$3:$J$442,0)),\"\")","v":""},{"$f":"IFERROR(INDEX('SISPSN 2023'!K$3:K$442,MATCH($C415,'SISPSN 2023'!$J$3:$J$442,0)),\"\")","v":""},{"$f":"IFERROR(INDEX('SISPSN 2023'!L$3:L$442,MATCH($C415,'SISPSN 2023'!$J$3:$J$442,0)),\"\")","v":""},{"$f":"IFERROR(INDEX('SISPSN 2023'!M$3:M$442,MATCH($C415,'SISPSN 2023'!$J$3:$J$442,0)),\"\")","v":""},{"$f":"IFERROR(INDEX('SISPSN 2023'!N$3:N$442,MATCH($C415,'SISPSN 2023'!$J$3:$J$442,0)),\"\")","v":""},{"$f":"IFERROR(INDEX('SISPSN 2023'!O$3:O$442,MATCH($C415,'SISPSN 2023'!$J$3:$J$442,0)),\"\")","v":""},{"$f":"IFERROR(INDEX('SISPSN 2023'!P$3:P$442,MATCH($C415,'SISPSN 2023'!$J$3:$J$442,0)),\"\")","v":""},{"$f":"IFERROR(INDEX('SISPSN 2023'!Q$3:Q$442,MATCH($C415,'SISPSN 2023'!$J$3:$J$442,0)),\"\")","v":""},{"$f":"IFERROR(INDEX('SISPSN 2023'!R$3:R$442,MATCH($C415,'SISPSN 2023'!$J$3:$J$442,0)),\"\")","v":""},{"$f":"IFERROR(INDEX('SISPSN 2023'!S$3:S$442,MATCH($C415,'SISPSN 2023'!$J$3:$J$442,0)),\"\")","v":""},{"$f":"IFERROR(INDEX('SISPSN 2023'!T$3:T$442,MATCH($C415,'SISPSN 2023'!$J$3:$J$442,0)),\"\")","v":""},{"$f":"IFERROR(INDEX('SISPSN 2023'!U$3:U$442,MATCH($C415,'SISPSN 2023'!$J$3:$J$442,0)),\"\")","v":""},null,{"$error":"#VALUE!"},{"$error":"#VALUE!"},{"$error":"#VALUE!"},{"$error":"#VALUE!"},{"$error":"#VALUE!"},{"$error":"#VALUE!"},{"$f":"IFERROR(PERCENTRANK(_xlfn._xlws.FILTER($AD$4:$AD$547,$AD$4:$AD$547<>\"\"),AD415),\"\")","v":""},{"$error":"#VALUE!"},{"$error":"#VALUE!"},{"$error":"#VALUE!"}]
["Sulawesi Selatan","Sulawesi Selatan","Kab. Luwu Timur",310582,2023,null,"Sulawesi Selatan","Sulawesi Selatan","Luwu Timur",74.83,75.41,75.84,0.78100000000000003,1,{"$f":"IFERROR(INDEX('SISPSN 2023'!H$3:H$442,MATCH($C416,'SISPSN 2023'!$J$3:$J$442,0)),\"\")","v":2023},{"$f":"IFERROR(INDEX('SISPSN 2023'!I$3:I$442,MATCH($C416,'SISPSN 2023'!$J$3:$J$442,0)),\"\")","v":"Sulawesi Selatan"},{"$f":"IFERROR(INDEX('SISPSN 2023'!J$3:J$442,MATCH($C416,'SISPSN 2023'!$J$3:$J$442,0)),\"\")","v":"Kab. Luwu Timur"},{"$f":"IFERROR(INDEX('SISPSN 2023'!K$3:K$442,MATCH($C416,'SISPSN 2023'!$J$3:$J$442,0)),\"\")","v":44606.07},{"$f":"IFERROR(INDEX('SISPSN 2023'!L$3:L$442,MATCH($C416,'SISPSN 2023'!$J$3:$J$442,0)),\"\")","v":7116.82},{"$f":"IFERROR(INDEX('SISPSN 2023'!M$3:M$442,MATCH($C416,'SISPSN 2023'!$J$3:$J$442,0)),\"\")","v":15.95},{"$f":"IFERROR(INDEX('SISPSN 2023'!N$3:N$442,MATCH($C416,'SISPSN 2023'!$J$3:$J$442,0)),\"\")","v":25081.71},{"$f":"IFERROR(INDEX('SISPSN 2023'!O$3:O$442,MATCH($C416,'SISPSN 2023'!$J$3:$J$442,0)),\"\")","v":56.23},{"$f":"IFERROR(INDEX('SISPSN 2023'!P$3:P$442,MATCH($C416,'SISPSN 2023'!$J$3:$J$442,0)),\"\")","v":32198.53},{"$f":"IFERROR(INDEX('SISPSN 2023'!Q$3:Q$442,MATCH($C416,'SISPSN 2023'!$J$3:$J$442,0)),\"\")","v":72.180000000000007},{"$f":"IFERROR(INDEX('SISPSN 2023'!R$3:R$442,MATCH($C416,'SISPSN 2023'!$J$3:$J$442,0)),\"\")","v":5679.72},{"$f":"IFERROR(INDEX('SISPSN 2023'!S$3:S$442,MATCH($C416,'SISPSN 2023'!$J$3:$J$442,0)),\"\")","v":79.209999999999994},{"$f":"IFERROR(INDEX('SISPSN 2023'!T$3:T$442,MATCH($C416,'SISPSN 2023'!$J$3:$J$442,0)),\"\")","v":12.91},{"$f":"IFERROR(INDEX('SISPSN 2023'!U$3:U$442,MATCH($C416,'SISPSN 2023'!$J$3:$J$442,0)),\"\")","v":"P 2"},null,0.39348194988410179,6.2779352912600755E-2,0.2212524025817019,0.28403175549430265,5.010231343841165E-2,6.9873237544396322E-4,{"$f":"IFERROR(PERCENTRANK(_xlfn._xlws.FILTER($AD$4:$AD$547,$AD$4:$AD$547<>\"\"),AD416),\"\")","v":""},0.68700000000000006,0.64,0.64600000000000002]
["Sulawesi Selatan","Sulawesi Selatan","Kab. Luwu Utara",330576,2023,null,"Sulawesi Selatan","Sulawesi Selatan","Luwu Utara",71.989999999999995,72.48,73.31,0.58099999999999996,1,{"$f":"IFERROR(INDEX('SISPSN 2023'!H$3:H$442,MATCH($C417,'SISPSN 2023'!$J$3:$J$442,0)),\"\")","v":2023},{"$f":"IFERROR(INDEX('SISPSN 2023'!I$3:I$442,MATCH($C417,'SISPSN 2023'!$J$3:$J$442,0)),\"\")","v":"Sulawesi Selatan"},{"$f":"IFERROR(INDEX('SISPSN 2023'!J$3:J$442,MATCH($C417,'SISPSN 2023'!$J$3:$J$442,0)),\"\")","v":"Kab. Luwu Utara"},{"$f":"IFERROR(INDEX('SISPSN 2023'!K$3:K$442,MATCH($C417,'SISPSN 2023'!$J$3:$J$442,0)),\"\")","v":60330.12},{"$f":"IFERROR(INDEX('SISPSN 2023'!L$3:L$442,MATCH($C417,'SISPSN 2023'!$J$3:$J$442,0)),\"\")","v":4.75},{"$f":"IFERROR(INDEX('SISPSN 2023'!M$3:M$442,MATCH($C417,'SISPSN 2023'!$J$3:$J$442,0)),\"\")","v":0.01},{"$f":"IFERROR(INDEX('SISPSN 2023'!N$3:N$442,MATCH($C417,'SISPSN 2023'!$J$3:$J$442,0)),\"\")","v":9573.9500000000007},{"$f":"IFERROR(INDEX('SISPSN 2023'!O$3:O$442,MATCH($C417,'SISPSN 2023'!$J$3:$J$442,0)),\"\")","v":15.87},{"$f":"IFERROR(INDEX('SISPSN 2023'!P$3:P$442,MATCH($C417,'SISPSN 2023'!$J$3:$J$442,0)),\"\")","v":9578.69},{"$f":"IFERROR(INDEX('SISPSN 2023'!Q$3:Q$442,MATCH($C417,'SISPSN 2023'!$J$3:$J$442,0)),\"\")","v":15.88},{"$f":"IFERROR(INDEX('SISPSN 2023'!R$3:R$442,MATCH($C417,'SISPSN 2023'!$J$3:$J$442,0)),\"\")","v":4.75},{"$f":"IFERROR(INDEX('SISPSN 2023'!S$3:S$442,MATCH($C417,'SISPSN 2023'!$J$3:$J$442,0)),\"\")","v":0},{"$f":"IFERROR(INDEX('SISPSN 2023'!T$3:T$442,MATCH($C417,'SISPSN 2023'!$J$3:$J$442,0)),\"\")","v":0.01},{"$f":"IFERROR(INDEX('SISPSN 2023'!U$3:U$442,MATCH($C417,'SISPSN 2023'!$J$3:$J$442,0)),\"\")","v":"P 2"},null,0.5,3.9366737543369716E-5,7.9346353032283046E-2,7.9385636892484221E-2,3.9366737543369716E-5,0,{"$f":"IFERROR(PERCENTRANK(_xlfn._xlws.FILTER($AD$4:$AD$547,$AD$4:$AD$547<>\"\"),AD417),\"\")","v":""},0.121,0.14000000000000001,0.14899999999999999]
["Sulawesi Selatan","Sulawesi Selatan","Kota Makassar",1436626,2023,null,"Sulawesi Selatan","Sulawesi Selatan","Makassar",84,84.45,84.85,0.99299999999999999,1,{"$f":"IFERROR(INDEX('SISPSN 2023'!H$3:H$442,MATCH($C418,'SISPSN 2023'!$J$3:$J$442,0)),\"\")","v":2023},{"$f":"IFERROR(INDEX('SISPSN 2023'!I$3:I$442,MATCH($C418,'SISPSN 2023'!$J$3:$J$442,0)),\"\")","v":"Sulawesi Selatan"},{"$f":"IFERROR(INDEX('SISPSN 2023'!J$3:J$442,MATCH($C418,'SISPSN 2023'!$J$3:$J$442,0)),\"\")","v":"Kota Makassar"},{"$f":"IFERROR(INDEX('SISPSN 2023'!K$3:K$442,MATCH($C418,'SISPSN 2023'!$J$3:$J$442,0)),\"\")","v":376707.41},{"$f":"IFERROR(INDEX('SISPSN 2023'!L$3:L$442,MATCH($C418,'SISPSN 2023'!$J$3:$J$442,0)),\"\")","v":15704.39},{"$f":"IFERROR(INDEX('SISPSN 2023'!M$3:M$442,MATCH($C418,'SISPSN 2023'!$J$3:$J$442,0)),\"\")","v":4.17},{"$f":"IFERROR(INDEX('SISPSN 2023'!N$3:N$442,MATCH($C418,'SISPSN 2023'!$J$3:$J$442,0)),\"\")","v":313855.17},{"$f":"IFERROR(INDEX('SISPSN 2023'!O$3:O$442,MATCH($C418,'SISPSN 2023'!$J$3:$J$442,0)),\"\")","v":83.32},{"$f":"IFERROR(INDEX('SISPSN 2023'!P$3:P$442,MATCH($C418,'SISPSN 2023'!$J$3:$J$442,0)),\"\")","v":329559.56},{"$f":"IFERROR(INDEX('SISPSN 2023'!Q$3:Q$442,MATCH($C418,'SISPSN 2023'!$J$3:$J$442,0)),\"\")","v":87.48},{"$f":"IFERROR(INDEX('SISPSN 2023'!R$3:R$442,MATCH($C418,'SISPSN 2023'!$J$3:$J$442,0)),\"\")","v":15366.9},{"$f":"IFERROR(INDEX('SISPSN 2023'!S$3:S$442,MATCH($C418,'SISPSN 2023'!$J$3:$J$442,0)),\"\")","v":29.07},{"$f":"IFERROR(INDEX('SISPSN 2023'!T$3:T$442,MATCH($C418,'SISPSN 2023'!$J$3:$J$442,0)),\"\")","v":4.09},{"$f":"IFERROR(INDEX('SISPSN 2023'!U$3:U$442,MATCH($C418,'SISPSN 2023'!$J$3:$J$442,0)),\"\")","v":"P 2"},null,0.71840207255779243,2.9949148927693958E-2,0.59853934014990107,0.62848848907759503,2.9305536646566998E-2,5.5438113758513602E-5,{"$f":"IFERROR(PERCENTRANK(_xlfn._xlws.FILTER($AD$4:$AD$547,$AD$4:$AD$547<>\"\"),AD418),\"\")","v":""},0.37,0.96399999999999997,0.43]
["Sulawesi Selatan","Sulawesi Selatan","Kab. Maros",410699,2023,null,"Sulawesi Selatan","Sulawesi Selatan","Maros",72.319999999999993,72.92,73.56,0.61,1,{"$f":"IFERROR(INDEX('SISPSN 2023'!H$3:H$442,MATCH($C419,'SISPSN 2023'!$J$3:$J$442,0)),\"\")","v":2023},{"$f":"IFERROR(INDEX('SISPSN 2023'!I$3:I$442,MATCH($C419,'SISPSN 2023'!$J$3:$J$442,0)),\"\")","v":"Sulawesi Selatan"},{"$f":"IFERROR(INDEX('SISPSN 2023'!J$3:J$442,MATCH($C419,'SISPSN 2023'!$J$3:$J$442,0)),\"\")","v":"Kab. Maros"},{"$f":"IFERROR(INDEX('SISPSN 2023'!K$3:K$442,MATCH($C419,'SISPSN 2023'!$J$3:$J$442,0)),\"\")","v":59962.05},{"$f":"IFERROR(INDEX('SISPSN 2023'!L$3:L$442,MATCH($C419,'SISPSN 2023'!$J$3:$J$442,0)),\"\")","v":9754.5400000000009},{"$f":"IFERROR(INDEX('SISPSN 2023'!M$3:M$442,MATCH($C419,'SISPSN 2023'!$J$3:$J$442,0)),\"\")","v":16.27},{"$f":"IFERROR(INDEX('SISPSN 2023'!N$3:N$442,MATCH($C419,'SISPSN 2023'!$J$3:$J$442,0)),\"\")","v":33050.75},{"$f":"IFERROR(INDEX('SISPSN 2023'!O$3:O$442,MATCH($C419,'SISPSN 2023'!$J$3:$J$442,0)),\"\")","v":55.12},{"$f":"IFERROR(INDEX('SISPSN 2023'!P$3:P$442,MATCH($C419,'SISPSN 2023'!$J$3:$J$442,0)),\"\")","v":42805.29},{"$f":"IFERROR(INDEX('SISPSN 2023'!Q$3:Q$442,MATCH($C419,'SISPSN 2023'!$J$3:$J$442,0)),\"\")","v":71.39},{"$f":"IFERROR(INDEX('SISPSN 2023'!R$3:R$442,MATCH($C419,'SISPSN 2023'!$J$3:$J$442,0)),\"\")","v":8473.69},{"$f":"IFERROR(INDEX('SISPSN 2023'!S$3:S$442,MATCH($C419,'SISPSN 2023'!$J$3:$J$442,0)),\"\")","v":200.75},{"$f":"IFERROR(INDEX('SISPSN 2023'!T$3:T$442,MATCH($C419,'SISPSN 2023'!$J$3:$J$442,0)),\"\")","v":14.47},{"$f":"IFERROR(INDEX('SISPSN 2023'!U$3:U$442,MATCH($C419,'SISPSN 2023'!$J$3:$J$442,0)),\"\")","v":"P 2"},null,0.39999997331645776,6.5071420001723085E-2,0.220477770824862,0.28554919082658509,5.6527016235968168E-2,1.3391802755789519E-3,{"$f":"IFERROR(PERCENTRANK(_xlfn._xlws.FILTER($AD$4:$AD$547,$AD$4:$AD$547<>\"\"),AD419),\"\")","v":""},0.69799999999999995,0.624,0.68500000000000005]
["Sulawesi Selatan","Sulawesi Selatan","Kota Palopo",194448,2023,null,"Sulawesi Selatan","Sulawesi Selatan","Palopo",79.72,80.239999999999995,80.77,0.91900000000000004,1,{"$f":"IFERROR(INDEX('SISPSN 2023'!H$3:H$442,MATCH($C420,'SISPSN 2023'!$J$3:$J$442,0)),\"\")","v":2023},{"$f":"IFERROR(INDEX('SISPSN 2023'!I$3:I$442,MATCH($C420,'SISPSN 2023'!$J$3:$J$442,0)),\"\")","v":"Sulawesi Selatan"},{"$f":"IFERROR(INDEX('SISPSN 2023'!J$3:J$442,MATCH($C420,'SISPSN 2023'!$J$3:$J$442,0)),\"\")","v":"Kota Palopo"},{"$f":"IFERROR(INDEX('SISPSN 2023'!K$3:K$442,MATCH($C420,'SISPSN 2023'!$J$3:$J$442,0)),\"\")","v":34833.230000000003},{"$f":"IFERROR(INDEX('SISPSN 2023'!L$3:L$442,MATCH($C420,'SISPSN 2023'!$J$3:$J$442,0)),\"\")","v":2880.35},{"$f":"IFERROR(INDEX('SISPSN 2023'!M$3:M$442,MATCH($C420,'SISPSN 2023'!$J$3:$J$442,0)),\"\")","v":8.27},{"$f":"IFERROR(INDEX('SISPSN 2023'!N$3:N$442,MATCH($C420,'SISPSN 2023'!$J$3:$J$442,0)),\"\")","v":24038.9},{"$f":"IFERROR(INDEX('SISPSN 2023'!O$3:O$442,MATCH($C420,'SISPSN 2023'!$J$3:$J$442,0)),\"\")","v":69.010000000000005},{"$f":"IFERROR(INDEX('SISPSN 2023'!P$3:P$442,MATCH($C420,'SISPSN 2023'!$J$3:$J$442,0)),\"\")","v":26919.25},{"$f":"IFERROR(INDEX('SISPSN 2023'!Q$3:Q$442,MATCH($C420,'SISPSN 2023'!$J$3:$J$442,0)),\"\")","v":77.28},{"$f":"IFERROR(INDEX('SISPSN 2023'!R$3:R$442,MATCH($C420,'SISPSN 2023'!$J$3:$J$442,0)),\"\")","v":418.51},{"$f":"IFERROR(INDEX('SISPSN 2023'!S$3:S$442,MATCH($C420,'SISPSN 2023'!$J$3:$J$442,0)),\"\")","v":167.9},{"$f":"IFERROR(INDEX('SISPSN 2023'!T$3:T$442,MATCH($C420,'SISPSN 2023'!$J$3:$J$442,0)),\"\")","v":1.68},{"$f":"IFERROR(INDEX('SISPSN 2023'!U$3:U$442,MATCH($C420,'SISPSN 2023'!$J$3:$J$442,0)),\"\")","v":"P 2"},null,0.49079191788712179,4.0583445769633519E-2,0.33870237801365916,0.37928582378329273,5.8967062645335902E-3,2.3656710277297787E-3,{"$f":"IFERROR(PERCENTRANK(_xlfn._xlws.FILTER($AD$4:$AD$547,$AD$4:$AD$547<>\"\"),AD420),\"\")","v":""},0.48299999999999998,0.745,0.33900000000000002]
["Sulawesi Selatan","Sulawesi Selatan","Pangkajene dan Kepulauan",354614,2023,null,"Sulawesi Selatan","Sulawesi Selatan","Pangkep",71.81,72.41,73.23,0.57299999999999995,0,{"$f":"IFERROR(INDEX('SISPSN 2023'!H$3:H$442,MATCH($C421,'SISPSN 2023'!$J$3:$J$442,0)),\"\")","v":""},{"$f":"IFERROR(INDEX('SISPSN 2023'!I$3:I$442,MATCH($C421,'SISPSN 2023'!$J$3:$J$442,0)),\"\")","v":""},{"$f":"IFERROR(INDEX('SISPSN 2023'!J$3:J$442,MATCH($C421,'SISPSN 2023'!$J$3:$J$442,0)),\"\")","v":""},{"$f":"IFERROR(INDEX('SISPSN 2023'!K$3:K$442,MATCH($C421,'SISPSN 2023'!$J$3:$J$442,0)),\"\")","v":""},{"$f":"IFERROR(INDEX('SISPSN 2023'!L$3:L$442,MATCH($C421,'SISPSN 2023'!$J$3:$J$442,0)),\"\")","v":""},{"$f":"IFERROR(INDEX('SISPSN 2023'!M$3:M$442,MATCH($C421,'SISPSN 2023'!$J$3:$J$442,0)),\"\")","v":""},{"$f":"IFERROR(INDEX('SISPSN 2023'!N$3:N$442,MATCH($C421,'SISPSN 2023'!$J$3:$J$442,0)),\"\")","v":""},{"$f":"IFERROR(INDEX('SISPSN 2023'!O$3:O$442,MATCH($C421,'SISPSN 2023'!$J$3:$J$442,0)),\"\")","v":""},{"$f":"IFERROR(INDEX('SISPSN 2023'!P$3:P$442,MATCH($C421,'SISPSN 2023'!$J$3:$J$442,0)),\"\")","v":""},{"$f":"IFERROR(INDEX('SISPSN 2023'!Q$3:Q$442,MATCH($C421,'SISPSN 2023'!$J$3:$J$442,0)),\"\")","v":""},{"$f":"IFERROR(INDEX('SISPSN 2023'!R$3:R$442,MATCH($C421,'SISPSN 2023'!$J$3:$J$442,0)),\"\")","v":""},{"$f":"IFERROR(INDEX('SISPSN 2023'!S$3:S$442,MATCH($C421,'SISPSN 2023'!$J$3:$J$442,0)),\"\")","v":""},{"$f":"IFERROR(INDEX('SISPSN 2023'!T$3:T$442,MATCH($C421,'SISPSN 2023'!$J$3:$J$442,0)),\"\")","v":""},{"$f":"IFERROR(INDEX('SISPSN 2023'!U$3:U$442,MATCH($C421,'SISPSN 2023'!$J$3:$J$442,0)),\"\")","v":""},null,{"$error":"#VALUE!"},{"$error":"#VALUE!"},{"$error":"#VALUE!"},{"$error":"#VALUE!"},{"$error":"#VALUE!"},{"$error":"#VALUE!"},{"$f":"IFERROR(PERCENTRANK(_xlfn._xlws.FILTER($AD$4:$AD$547,$AD$4:$AD$547<>\"\"),AD421),\"\")","v":""},{"$error":"#VALUE!"},{"$error":"#VALUE!"},{"$error":"#VALUE!"}]
["Sulawesi Selatan","Sulawesi Selatan","Kota Parepare",156795,2023,null,"Sulawesi Selatan","Sulawesi Selatan","Pare Pare",79.56,79.87,80.36,0.90500000000000003,1,{"$f":"IFERROR(INDEX('SISPSN 2023'!H$3:H$442,MATCH($C422,'SISPSN 2023'!$J$3:$J$442,0)),\"\")","v":2023},{"$f":"IFERROR(INDEX('SISPSN 2023'!I$3:I$442,MATCH($C422,'SISPSN 2023'!$J$3:$J$442,0)),\"\")","v":"Sulawesi Selatan"},{"$f":"IFERROR(INDEX('SISPSN 2023'!J$3:J$442,MATCH($C422,'SISPSN 2023'!$J$3:$J$442,0)),\"\")","v":"Kota Parepare"},{"$f":"IFERROR(INDEX('SISPSN 2023'!K$3:K$442,MATCH($C422,'SISPSN 2023'!$J$3:$J$442,0)),\"\")","v":28956.73},{"$f":"IFERROR(INDEX('SISPSN 2023'!L$3:L$442,MATCH($C422,'SISPSN 2023'!$J$3:$J$442,0)),\"\")","v":5196.51},{"$f":"IFERROR(INDEX('SISPSN 2023'!M$3:M$442,MATCH($C422,'SISPSN 2023'!$J$3:$J$442,0)),\"\")","v":17.95},{"$f":"IFERROR(INDEX('SISPSN 2023'!N$3:N$442,MATCH($C422,'SISPSN 2023'!$J$3:$J$442,0)),\"\")","v":21268.080000000002},{"$f":"IFERROR(INDEX('SISPSN 2023'!O$3:O$442,MATCH($C422,'SISPSN 2023'!$J$3:$J$442,0)),\"\")","v":73.45},{"$f":"IFERROR(INDEX('SISPSN 2023'!P$3:P$442,MATCH($C422,'SISPSN 2023'!$J$3:$J$442,0)),\"\")","v":26464.58},{"$f":"IFERROR(INDEX('SISPSN 2023'!Q$3:Q$442,MATCH($C422,'SISPSN 2023'!$J$3:$J$442,0)),\"\")","v":91.39},{"$f":"IFERROR(INDEX('SISPSN 2023'!R$3:R$442,MATCH($C422,'SISPSN 2023'!$J$3:$J$442,0)),\"\")","v":1889.94},{"$f":"IFERROR(INDEX('SISPSN 2023'!S$3:S$442,MATCH($C422,'SISPSN 2023'!$J$3:$J$442,0)),\"\")","v":6.83},{"$f":"IFERROR(INDEX('SISPSN 2023'!T$3:T$442,MATCH($C422,'SISPSN 2023'!$J$3:$J$442,0)),\"\")","v":6.55},{"$f":"IFERROR(INDEX('SISPSN 2023'!U$3:U$442,MATCH($C422,'SISPSN 2023'!$J$3:$J$442,0)),\"\")","v":"P 2"},null,0.50596962179479621,9.080017665506003E-2,0.37162353601050491,0.46242353793256796,3.3023488046297254E-2,1.1934263699176177E-4,{"$f":"IFERROR(PERCENTRANK(_xlfn._xlws.FILTER($AD$4:$AD$547,$AD$4:$AD$547<>\"\"),AD422),\"\")","v":""},0.745,0.85299999999999998,0.50800000000000001]
["Sulawesi Selatan","Sulawesi Selatan","Kab. Pinrang",416223,2023,null,"Sulawesi Selatan","Sulawesi Selatan","Pinrang",73.459999999999994,73.900000000000006,74.7,0.72499999999999998,1,{"$f":"IFERROR(INDEX('SISPSN 2023'!H$3:H$442,MATCH($C423,'SISPSN 2023'!$J$3:$J$442,0)),\"\")","v":2023},{"$f":"IFERROR(INDEX('SISPSN 2023'!I$3:I$442,MATCH($C423,'SISPSN 2023'!$J$3:$J$442,0)),\"\")","v":"Sulawesi Selatan"},{"$f":"IFERROR(INDEX('SISPSN 2023'!J$3:J$442,MATCH($C423,'SISPSN 2023'!$J$3:$J$442,0)),\"\")","v":"Kab. Pinrang"},{"$f":"IFERROR(INDEX('SISPSN 2023'!K$3:K$442,MATCH($C423,'SISPSN 2023'!$J$3:$J$442,0)),\"\")","v":67178.98},{"$f":"IFERROR(INDEX('SISPSN 2023'!L$3:L$442,MATCH($C423,'SISPSN 2023'!$J$3:$J$442,0)),\"\")","v":11385.64},{"$f":"IFERROR(INDEX('SISPSN 2023'!M$3:M$442,MATCH($C423,'SISPSN 2023'!$J$3:$J$442,0)),\"\")","v":16.95},{"$f":"IFERROR(INDEX('SISPSN 2023'!N$3:N$442,MATCH($C423,'SISPSN 2023'!$J$3:$J$442,0)),\"\")","v":29007.54},{"$f":"IFERROR(INDEX('SISPSN 2023'!O$3:O$442,MATCH($C423,'SISPSN 2023'!$J$3:$J$442,0)),\"\")","v":43.18},{"$f":"IFERROR(INDEX('SISPSN 2023'!P$3:P$442,MATCH($C423,'SISPSN 2023'!$J$3:$J$442,0)),\"\")","v":40393.18},{"$f":"IFERROR(INDEX('SISPSN 2023'!Q$3:Q$442,MATCH($C423,'SISPSN 2023'!$J$3:$J$442,0)),\"\")","v":60.13},{"$f":"IFERROR(INDEX('SISPSN 2023'!R$3:R$442,MATCH($C423,'SISPSN 2023'!$J$3:$J$442,0)),\"\")","v":11261.55},{"$f":"IFERROR(INDEX('SISPSN 2023'!S$3:S$442,MATCH($C423,'SISPSN 2023'!$J$3:$J$442,0)),\"\")","v":0},{"$f":"IFERROR(INDEX('SISPSN 2023'!T$3:T$442,MATCH($C423,'SISPSN 2023'!$J$3:$J$442,0)),\"\")","v":16.760000000000002},{"$f":"IFERROR(INDEX('SISPSN 2023'!U$3:U$442,MATCH($C423,'SISPSN 2023'!$J$3:$J$442,0)),\"\")","v":"P 2"},null,0.44219564992804339,7.4944282864174594E-2,0.19093782017996871,0.26588210304414334,7.4127478884721931E-2,0,{"$f":"IFERROR(PERCENTRANK(_xlfn._xlws.FILTER($AD$4:$AD$547,$AD$4:$AD$547<>\"\"),AD423),\"\")","v":""},0.72599999999999998,0.53800000000000003,0.74299999999999999]
["Sulawesi Selatan","Sulawesi Selatan","Kab. Sidenreng Rappang",331660,2023,null,"Sulawesi Selatan","Sulawesi Selatan","Sidrap",73.39,73.81,74.38,0.69,1,{"$f":"IFERROR(INDEX('SISPSN 2023'!H$3:H$442,MATCH($C424,'SISPSN 2023'!$J$3:$J$442,0)),\"\")","v":2023},{"$f":"IFERROR(INDEX('SISPSN 2023'!I$3:I$442,MATCH($C424,'SISPSN 2023'!$J$3:$J$442,0)),\"\")","v":"Sulawesi Selatan"},{"$f":"IFERROR(INDEX('SISPSN 2023'!J$3:J$442,MATCH($C424,'SISPSN 2023'!$J$3:$J$442,0)),\"\")","v":"Kab. Sidenreng Rappang"},{"$f":"IFERROR(INDEX('SISPSN 2023'!K$3:K$442,MATCH($C424,'SISPSN 2023'!$J$3:$J$442,0)),\"\")","v":47802.74},{"$f":"IFERROR(INDEX('SISPSN 2023'!L$3:L$442,MATCH($C424,'SISPSN 2023'!$J$3:$J$442,0)),\"\")","v":9254.39},{"$f":"IFERROR(INDEX('SISPSN 2023'!M$3:M$442,MATCH($C424,'SISPSN 2023'!$J$3:$J$442,0)),\"\")","v":19.36},{"$f":"IFERROR(INDEX('SISPSN 2023'!N$3:N$442,MATCH($C424,'SISPSN 2023'!$J$3:$J$442,0)),\"\")","v":26568.05},{"$f":"IFERROR(INDEX('SISPSN 2023'!O$3:O$442,MATCH($C424,'SISPSN 2023'!$J$3:$J$442,0)),\"\")","v":55.58},{"$f":"IFERROR(INDEX('SISPSN 2023'!P$3:P$442,MATCH($C424,'SISPSN 2023'!$J$3:$J$442,0)),\"\")","v":35822.44},{"$f":"IFERROR(INDEX('SISPSN 2023'!Q$3:Q$442,MATCH($C424,'SISPSN 2023'!$J$3:$J$442,0)),\"\")","v":74.94},{"$f":"IFERROR(INDEX('SISPSN 2023'!R$3:R$442,MATCH($C424,'SISPSN 2023'!$J$3:$J$442,0)),\"\")","v":9011.94},{"$f":"IFERROR(INDEX('SISPSN 2023'!S$3:S$442,MATCH($C424,'SISPSN 2023'!$J$3:$J$442,0)),\"\")","v":441.35},{"$f":"IFERROR(INDEX('SISPSN 2023'!T$3:T$442,MATCH($C424,'SISPSN 2023'!$J$3:$J$442,0)),\"\")","v":19.78},{"$f":"IFERROR(INDEX('SISPSN 2023'!U$3:U$442,MATCH($C424,'SISPSN 2023'!$J$3:$J$442,0)),\"\")","v":"P 2"},null,0.39488153819846861,7.6447244620047441E-2,0.2194692699818844,0.29591651460193186,7.4444450869391748E-2,3.6458363450273803E-3,{"$f":"IFERROR(PERCENTRANK(_xlfn._xlws.FILTER($AD$4:$AD$547,$AD$4:$AD$547<>\"\"),AD424),\"\")","v":""},0.79200000000000004,0.629,0.83099999999999996]
["Sulawesi Selatan","Sulawesi Selatan","Kab. Sinjai",266282,2023,null,"Sulawesi Selatan","Sulawesi Selatan","Sinjai",70.02,70.599999999999994,71.2,0.38700000000000001,1,{"$f":"IFERROR(INDEX('SISPSN 2023'!H$3:H$442,MATCH($C425,'SISPSN 2023'!$J$3:$J$442,0)),\"\")","v":2023},{"$f":"IFERROR(INDEX('SISPSN 2023'!I$3:I$442,MATCH($C425,'SISPSN 2023'!$J$3:$J$442,0)),\"\")","v":"Sulawesi Selatan"},{"$f":"IFERROR(INDEX('SISPSN 2023'!J$3:J$442,MATCH($C425,'SISPSN 2023'!$J$3:$J$442,0)),\"\")","v":"Kab. Sinjai"},{"$f":"IFERROR(INDEX('SISPSN 2023'!K$3:K$442,MATCH($C425,'SISPSN 2023'!$J$3:$J$442,0)),\"\")","v":39939.61},{"$f":"IFERROR(INDEX('SISPSN 2023'!L$3:L$442,MATCH($C425,'SISPSN 2023'!$J$3:$J$442,0)),\"\")","v":8791.61},{"$f":"IFERROR(INDEX('SISPSN 2023'!M$3:M$442,MATCH($C425,'SISPSN 2023'!$J$3:$J$442,0)),\"\")","v":22.01},{"$f":"IFERROR(INDEX('SISPSN 2023'!N$3:N$442,MATCH($C425,'SISPSN 2023'!$J$3:$J$442,0)),\"\")","v":22035.75},{"$f":"IFERROR(INDEX('SISPSN 2023'!O$3:O$442,MATCH($C425,'SISPSN 2023'!$J$3:$J$442,0)),\"\")","v":55.17},{"$f":"IFERROR(INDEX('SISPSN 2023'!P$3:P$442,MATCH($C425,'SISPSN 2023'!$J$3:$J$442,0)),\"\")","v":30827.360000000001},{"$f":"IFERROR(INDEX('SISPSN 2023'!Q$3:Q$442,MATCH($C425,'SISPSN 2023'!$J$3:$J$442,0)),\"\")","v":77.180000000000007},{"$f":"IFERROR(INDEX('SISPSN 2023'!R$3:R$442,MATCH($C425,'SISPSN 2023'!$J$3:$J$442,0)),\"\")","v":5557.21},{"$f":"IFERROR(INDEX('SISPSN 2023'!S$3:S$442,MATCH($C425,'SISPSN 2023'!$J$3:$J$442,0)),\"\")","v":8},{"$f":"IFERROR(INDEX('SISPSN 2023'!T$3:T$442,MATCH($C425,'SISPSN 2023'!$J$3:$J$442,0)),\"\")","v":13.93},{"$f":"IFERROR(INDEX('SISPSN 2023'!U$3:U$442,MATCH($C425,'SISPSN 2023'!$J$3:$J$442,0)),\"\")","v":"P 2"},null,0.41093122719934466,9.0455241960500629E-2,0.22672173788772496,0.31717697984822557,5.7177101256233348E-2,8.2310513737984855E-5,{"$f":"IFERROR(PERCENTRANK(_xlfn._xlws.FILTER($AD$4:$AD$547,$AD$4:$AD$547<>\"\"),AD425),\"\")","v":""},0.83899999999999997,0.627,0.66800000000000004]
["Sulawesi Selatan","Sulawesi Selatan","Kab. Soppeng",236498,2023,null,"Sulawesi Selatan","Sulawesi Selatan","Soppeng",70.33,71.05,71.94,0.441,1,{"$f":"IFERROR(INDEX('SISPSN 2023'!H$3:H$442,MATCH($C426,'SISPSN 2023'!$J$3:$J$442,0)),\"\")","v":2023},{"$f":"IFERROR(INDEX('SISPSN 2023'!I$3:I$442,MATCH($C426,'SISPSN 2023'!$J$3:$J$442,0)),\"\")","v":"Sulawesi Selatan"},{"$f":"IFERROR(INDEX('SISPSN 2023'!J$3:J$442,MATCH($C426,'SISPSN 2023'!$J$3:$J$442,0)),\"\")","v":"Kab. Soppeng"},{"$f":"IFERROR(INDEX('SISPSN 2023'!K$3:K$442,MATCH($C426,'SISPSN 2023'!$J$3:$J$442,0)),\"\")","v":34463.15},{"$f":"IFERROR(INDEX('SISPSN 2023'!L$3:L$442,MATCH($C426,'SISPSN 2023'!$J$3:$J$442,0)),\"\")","v":4517.46},{"$f":"IFERROR(INDEX('SISPSN 2023'!M$3:M$442,MATCH($C426,'SISPSN 2023'!$J$3:$J$442,0)),\"\")","v":13.11},{"$f":"IFERROR(INDEX('SISPSN 2023'!N$3:N$442,MATCH($C426,'SISPSN 2023'!$J$3:$J$442,0)),\"\")","v":22918.35},{"$f":"IFERROR(INDEX('SISPSN 2023'!O$3:O$442,MATCH($C426,'SISPSN 2023'!$J$3:$J$442,0)),\"\")","v":66.5},{"$f":"IFERROR(INDEX('SISPSN 2023'!P$3:P$442,MATCH($C426,'SISPSN 2023'!$J$3:$J$442,0)),\"\")","v":27435.81},{"$f":"IFERROR(INDEX('SISPSN 2023'!Q$3:Q$442,MATCH($C426,'SISPSN 2023'!$J$3:$J$442,0)),\"\")","v":79.61},{"$f":"IFERROR(INDEX('SISPSN 2023'!R$3:R$442,MATCH($C426,'SISPSN 2023'!$J$3:$J$442,0)),\"\")","v":3745.02},{"$f":"IFERROR(INDEX('SISPSN 2023'!S$3:S$442,MATCH($C426,'SISPSN 2023'!$J$3:$J$442,0)),\"\")","v":142.35},{"$f":"IFERROR(INDEX('SISPSN 2023'!T$3:T$442,MATCH($C426,'SISPSN 2023'!$J$3:$J$442,0)),\"\")","v":11.28},{"$f":"IFERROR(INDEX('SISPSN 2023'!U$3:U$442,MATCH($C426,'SISPSN 2023'!$J$3:$J$442,0)),\"\")","v":"P 2"},null,0.39924053920581104,5.2332800868193502E-2,0.2654990739879407,0.31783187485613423,4.3384420870888077E-2,1.6490625713536688E-3,{"$f":"IFERROR(PERCENTRANK(_xlfn._xlws.FILTER($AD$4:$AD$547,$AD$4:$AD$547<>\"\"),AD426),\"\")","v":""},0.59899999999999998,0.72899999999999998,0.59899999999999998]
["Sulawesi Selatan","Sulawesi Selatan","Kab. Takalar",307445,2023,null,"Sulawesi Selatan","Sulawesi Selatan","Takalar",70.25,70.86,71.459999999999994,0.40600000000000003,1,{"$f":"IFERROR(INDEX('SISPSN 2023'!H$3:H$442,MATCH($C427,'SISPSN 2023'!$J$3:$J$442,0)),\"\")","v":2023},{"$f":"IFERROR(INDEX('SISPSN 2023'!I$3:I$442,MATCH($C427,'SISPSN 2023'!$J$3:$J$442,0)),\"\")","v":"Sulawesi Selatan"},{"$f":"IFERROR(INDEX('SISPSN 2023'!J$3:J$442,MATCH($C427,'SISPSN 2023'!$J$3:$J$442,0)),\"\")","v":"Kab. Takalar"},{"$f":"IFERROR(INDEX('SISPSN 2023'!K$3:K$442,MATCH($C427,'SISPSN 2023'!$J$3:$J$442,0)),\"\")","v":47602.42},{"$f":"IFERROR(INDEX('SISPSN 2023'!L$3:L$442,MATCH($C427,'SISPSN 2023'!$J$3:$J$442,0)),\"\")","v":219.18},{"$f":"IFERROR(INDEX('SISPSN 2023'!M$3:M$442,MATCH($C427,'SISPSN 2023'!$J$3:$J$442,0)),\"\")","v":0.46},{"$f":"IFERROR(INDEX('SISPSN 2023'!N$3:N$442,MATCH($C427,'SISPSN 2023'!$J$3:$J$442,0)),\"\")","v":6205},{"$f":"IFERROR(INDEX('SISPSN 2023'!O$3:O$442,MATCH($C427,'SISPSN 2023'!$J$3:$J$442,0)),\"\")","v":13.04},{"$f":"IFERROR(INDEX('SISPSN 2023'!P$3:P$442,MATCH($C427,'SISPSN 2023'!$J$3:$J$442,0)),\"\")","v":6424.18},{"$f":"IFERROR(INDEX('SISPSN 2023'!Q$3:Q$442,MATCH($C427,'SISPSN 2023'!$J$3:$J$442,0)),\"\")","v":13.5},{"$f":"IFERROR(INDEX('SISPSN 2023'!R$3:R$442,MATCH($C427,'SISPSN 2023'!$J$3:$J$442,0)),\"\")","v":219.18},{"$f":"IFERROR(INDEX('SISPSN 2023'!S$3:S$442,MATCH($C427,'SISPSN 2023'!$J$3:$J$442,0)),\"\")","v":0},{"$f":"IFERROR(INDEX('SISPSN 2023'!T$3:T$442,MATCH($C427,'SISPSN 2023'!$J$3:$J$442,0)),\"\")","v":0.46},{"$f":"IFERROR(INDEX('SISPSN 2023'!U$3:U$442,MATCH($C427,'SISPSN 2023'!$J$3:$J$442,0)),\"\")","v":"P 2"},null,{"$f":"IF(ISBLANK(R427),\"\",R427*1000/$D427/365)","v":0.42419811361738158},{"$f":"IF(ISBLANK(S427),\"\",S427*1000/$D427/365)","v":1.9531726022050497E-3},{"$f":"IF(ISBLANK(U427),\"\",U427*1000/$D427/365)","v":5.5294442908487694E-2},{"$f":"IF(ISBLANK(W427),\"\",W427*1000/$D427/365)","v":5.7247615510692747E-2},{"$f":"IF(ISBLANK(Y427),\"\",Y427*1000/$D427/365)","v":1.9531726022050497E-3},{"$f":"IF(ISBLANK(Z427),\"\",Z427*1000/$D427/365)","v":0},{"$f":"IFERROR(PERCENTRANK(_xlfn._xlws.FILTER($AD$4:$AD$547,$AD$4:$AD$547<>\"\"),AD427),\"\")","v":""},0.22,9.2999999999999999E-2,0.26200000000000001]
["Sulawesi Selatan","Sulawesi Selatan","Kab. Tana Toraja",297002,2023,null,"Sulawesi Selatan","Sulawesi Selatan","Tana Toraja",69.78,70.16,71.010000000000005,0.36899999999999999,1,{"$f":"IFERROR(INDEX('SISPSN 2023'!H$3:H$442,MATCH($C428,'SISPSN 2023'!$J$3:$J$442,0)),\"\")","v":2023},{"$f":"IFERROR(INDEX('SISPSN 2023'!I$3:I$442,MATCH($C428,'SISPSN 2023'!$J$3:$J$442,0)),\"\")","v":"Sulawesi Selatan"},{"$f":"IFERROR(INDEX('SISPSN 2023'!J$3:J$442,MATCH($C428,'SISPSN 2023'!$J$3:$J$442,0)),\"\")","v":"Kab. Tana Toraja"},{"$f":"IFERROR(INDEX('SISPSN 2023'!K$3:K$442,MATCH($C428,'SISPSN 2023'!$J$3:$J$442,0)),\"\")","v":39563.660000000003},{"$f":"IFERROR(INDEX('SISPSN 2023'!L$3:L$442,MATCH($C428,'SISPSN 2023'!$J$3:$J$442,0)),\"\")","v":2102.69},{"$f":"IFERROR(INDEX('SISPSN 2023'!M$3:M$442,MATCH($C428,'SISPSN 2023'!$J$3:$J$442,0)),\"\")","v":5.31},{"$f":"IFERROR(INDEX('SISPSN 2023'!N$3:N$442,MATCH($C428,'SISPSN 2023'!$J$3:$J$442,0)),\"\")","v":14431.95},{"$f":"IFERROR(INDEX('SISPSN 2023'!O$3:O$442,MATCH($C428,'SISPSN 2023'!$J$3:$J$442,0)),\"\")","v":36.479999999999997},{"$f":"IFERROR(INDEX('SISPSN 2023'!P$3:P$442,MATCH($C428,'SISPSN 2023'!$J$3:$J$442,0)),\"\")","v":16534.64},{"$f":"IFERROR(INDEX('SISPSN 2023'!Q$3:Q$442,MATCH($C428,'SISPSN 2023'!$J$3:$J$442,0)),\"\")","v":41.79},{"$f":"IFERROR(INDEX('SISPSN 2023'!R$3:R$442,MATCH($C428,'SISPSN 2023'!$J$3:$J$442,0)),\"\")","v":0},{"$f":"IFERROR(INDEX('SISPSN 2023'!S$3:S$442,MATCH($C428,'SISPSN 2023'!$J$3:$J$442,0)),\"\")","v":27.05},{"$f":"IFERROR(INDEX('SISPSN 2023'!T$3:T$442,MATCH($C428,'SISPSN 2023'!$J$3:$J$442,0)),\"\")","v":7.0000000000000007E-2},{"$f":"IFERROR(INDEX('SISPSN 2023'!U$3:U$442,MATCH($C428,'SISPSN 2023'!$J$3:$J$442,0)),\"\")","v":"P 2"},null,0.36495912162576644,1.9396483931246069E-2,0.13312903293949499,0.15252551687074106,0,2.4952555552183449E-4,{"$f":"IFERROR(PERCENTRANK(_xlfn._xlws.FILTER($AD$4:$AD$547,$AD$4:$AD$547<>\"\"),AD428),\"\")","v":""},0.42199999999999999,0.45,0.193]
["Sulawesi Selatan","Sulawesi Selatan","Kab. Toraja Utara",272286,2023,null,"Sulawesi Selatan","Sulawesi Selatan","Toraja Utara",70.22,70.83,71.69,0.42,1,{"$f":"IFERROR(INDEX('SISPSN 2023'!H$3:H$442,MATCH($C429,'SISPSN 2023'!$J$3:$J$442,0)),\"\")","v":2023},{"$f":"IFERROR(INDEX('SISPSN 2023'!I$3:I$442,MATCH($C429,'SISPSN 2023'!$J$3:$J$442,0)),\"\")","v":"Sulawesi Selatan"},{"$f":"IFERROR(INDEX('SISPSN 2023'!J$3:J$442,MATCH($C429,'SISPSN 2023'!$J$3:$J$442,0)),\"\")","v":"Kab. Toraja Utara"},{"$f":"IFERROR(INDEX('SISPSN 2023'!K$3:K$442,MATCH($C429,'SISPSN 2023'!$J$3:$J$442,0)),\"\")","v":49692.2},{"$f":"IFERROR(INDEX('SISPSN 2023'!L$3:L$442,MATCH($C429,'SISPSN 2023'!$J$3:$J$442,0)),\"\")","v":1750.3},{"$f":"IFERROR(INDEX('SISPSN 2023'!M$3:M$442,MATCH($C429,'SISPSN 2023'!$J$3:$J$442,0)),\"\")","v":3.52},{"$f":"IFERROR(INDEX('SISPSN 2023'!N$3:N$442,MATCH($C429,'SISPSN 2023'!$J$3:$J$442,0)),\"\")","v":14790.26},{"$f":"IFERROR(INDEX('SISPSN 2023'!O$3:O$442,MATCH($C429,'SISPSN 2023'!$J$3:$J$442,0)),\"\")","v":29.76},{"$f":"IFERROR(INDEX('SISPSN 2023'!P$3:P$442,MATCH($C429,'SISPSN 2023'!$J$3:$J$442,0)),\"\")","v":16540.560000000001},{"$f":"IFERROR(INDEX('SISPSN 2023'!Q$3:Q$442,MATCH($C429,'SISPSN 2023'!$J$3:$J$442,0)),\"\")","v":33.29},{"$f":"IFERROR(INDEX('SISPSN 2023'!R$3:R$442,MATCH($C429,'SISPSN 2023'!$J$3:$J$442,0)),\"\")","v":1727.67},{"$f":"IFERROR(INDEX('SISPSN 2023'!S$3:S$442,MATCH($C429,'SISPSN 2023'!$J$3:$J$442,0)),\"\")","v":0},{"$f":"IFERROR(INDEX('SISPSN 2023'!T$3:T$442,MATCH($C429,'SISPSN 2023'!$J$3:$J$442,0)),\"\")","v":3.48},{"$f":"IFERROR(INDEX('SISPSN 2023'!U$3:U$442,MATCH($C429,'SISPSN 2023'!$J$3:$J$442,0)),\"\")","v":"P 2"},null,0.50000005030971162,1.7611417648183986E-2,0.14881874306417739,0.16643016071236139,1.7383715893411433E-2,0,{"$f":"IFERROR(PERCENTRANK(_xlfn._xlws.FILTER($AD$4:$AD$547,$AD$4:$AD$547<>\"\"),AD429),\"\")","v":""},0.35299999999999998,0.36099999999999999,0.39700000000000002]
["Sulawesi Selatan","Sulawesi Selatan","Kab. Wajo",379975,2023,null,"Sulawesi Selatan","Sulawesi Selatan","Wajo",72.05,72.69,73.56,0.61,1,{"$f":"IFERROR(INDEX('SISPSN 2023'!H$3:H$442,MATCH($C430,'SISPSN 2023'!$J$3:$J$442,0)),\"\")","v":2023},{"$f":"IFERROR(INDEX('SISPSN 2023'!I$3:I$442,MATCH($C430,'SISPSN 2023'!$J$3:$J$442,0)),\"\")","v":"Sulawesi Selatan"},{"$f":"IFERROR(INDEX('SISPSN 2023'!J$3:J$442,MATCH($C430,'SISPSN 2023'!$J$3:$J$442,0)),\"\")","v":"Kab. Wajo"},{"$f":"IFERROR(INDEX('SISPSN 2023'!K$3:K$442,MATCH($C430,'SISPSN 2023'!$J$3:$J$442,0)),\"\")","v":59528.58},{"$f":"IFERROR(INDEX('SISPSN 2023'!L$3:L$442,MATCH($C430,'SISPSN 2023'!$J$3:$J$442,0)),\"\")","v":607.26},{"$f":"IFERROR(INDEX('SISPSN 2023'!M$3:M$442,MATCH($C430,'SISPSN 2023'!$J$3:$J$442,0)),\"\")","v":1.02},{"$f":"IFERROR(INDEX('SISPSN 2023'!N$3:N$442,MATCH($C430,'SISPSN 2023'!$J$3:$J$442,0)),\"\")","v":40640.93},{"$f":"IFERROR(INDEX('SISPSN 2023'!O$3:O$442,MATCH($C430,'SISPSN 2023'!$J$3:$J$442,0)),\"\")","v":68.27},{"$f":"IFERROR(INDEX('SISPSN 2023'!P$3:P$442,MATCH($C430,'SISPSN 2023'!$J$3:$J$442,0)),\"\")","v":41248.18},{"$f":"IFERROR(INDEX('SISPSN 2023'!Q$3:Q$442,MATCH($C430,'SISPSN 2023'!$J$3:$J$442,0)),\"\")","v":69.290000000000006},{"$f":"IFERROR(INDEX('SISPSN 2023'!R$3:R$442,MATCH($C430,'SISPSN 2023'!$J$3:$J$442,0)),\"\")","v":164.03},{"$f":"IFERROR(INDEX('SISPSN 2023'!S$3:S$442,MATCH($C430,'SISPSN 2023'!$J$3:$J$442,0)),\"\")","v":0},{"$f":"IFERROR(INDEX('SISPSN 2023'!T$3:T$442,MATCH($C430,'SISPSN 2023'!$J$3:$J$442,0)),\"\")","v":0.28000000000000003},{"$f":"IFERROR(INDEX('SISPSN 2023'!U$3:U$442,MATCH($C430,'SISPSN 2023'!$J$3:$J$442,0)),\"\")","v":"P 2"},null,0.42921771169155865,4.3785144480485826E-3,0.29303247239589481,0.29741091474114645,1.1827021784958816E-3,0,{"$f":"IFERROR(PERCENTRANK(_xlfn._xlws.FILTER($AD$4:$AD$547,$AD$4:$AD$547<>\"\"),AD430),\"\")","v":""},0.251,0.74,0.248]
["Sulawesi Selatan","total","total",9312019,2023,null,"SULAWESI SELATAN","total","SULAWESI SELATAN",73.38,73.959999999999994,74.599999999999994,0.71099999999999997,0,{"$f":"IFERROR(INDEX('SISPSN 2023'!H$3:H$442,MATCH($C431,'SISPSN 2023'!$J$3:$J$442,0)),\"\")","v":""},{"$f":"IFERROR(INDEX('SISPSN 2023'!I$3:I$442,MATCH($C431,'SISPSN 2023'!$J$3:$J$442,0)),\"\")","v":""},{"$f":"IFERROR(INDEX('SISPSN 2023'!J$3:J$442,MATCH($C431,'SISPSN 2023'!$J$3:$J$442,0)),\"\")","v":""},{"$f":"IFERROR(INDEX('SISPSN 2023'!K$3:K$442,MATCH($C431,'SISPSN 2023'!$J$3:$J$442,0)),\"\")","v":""},{"$f":"IFERROR(INDEX('SISPSN 2023'!L$3:L$442,MATCH($C431,'SISPSN 2023'!$J$3:$J$442,0)),\"\")","v":""},{"$f":"IFERROR(INDEX('SISPSN 2023'!M$3:M$442,MATCH($C431,'SISPSN 2023'!$J$3:$J$442,0)),\"\")","v":""},{"$f":"IFERROR(INDEX('SISPSN 2023'!N$3:N$442,MATCH($C431,'SISPSN 2023'!$J$3:$J$442,0)),\"\")","v":""},{"$f":"IFERROR(INDEX('SISPSN 2023'!O$3:O$442,MATCH($C431,'SISPSN 2023'!$J$3:$J$442,0)),\"\")","v":""},{"$f":"IFERROR(INDEX('SISPSN 2023'!P$3:P$442,MATCH($C431,'SISPSN 2023'!$J$3:$J$442,0)),\"\")","v":""},{"$f":"IFERROR(INDEX('SISPSN 2023'!Q$3:Q$442,MATCH($C431,'SISPSN 2023'!$J$3:$J$442,0)),\"\")","v":""},{"$f":"IFERROR(INDEX('SISPSN 2023'!R$3:R$442,MATCH($C431,'SISPSN 2023'!$J$3:$J$442,0)),\"\")","v":""},{"$f":"IFERROR(INDEX('SISPSN 2023'!S$3:S$442,MATCH($C431,'SISPSN 2023'!$J$3:$J$442,0)),\"\")","v":""},{"$f":"IFERROR(INDEX('SISPSN 2023'!T$3:T$442,MATCH($C431,'SISPSN 2023'!$J$3:$J$442,0)),\"\")","v":""},{"$f":"IFERROR(INDEX('SISPSN 2023'!U$3:U$442,MATCH($C431,'SISPSN 2023'!$J$3:$J$442,0)),\"\")","v":""},null,{"$error":"#VALUE!"},{"$error":"#VALUE!"},{"$error":"#VALUE!"},{"$error":"#VALUE!"},{"$error":"#VALUE!"},{"$error":"#VALUE!"},{"$f":"IFERROR(PERCENTRANK(_xlfn._xlws.FILTER($AD$4:$AD$547,$AD$4:$AD$547<>\"\"),AD431),\"\")","v":""},{"$error":"#VALUE!"},{"$error":"#VALUE!"},{"$error":"#VALUE!"}]
["Sulawesi Tengah","Sulawesi Tengah","Kab. Banggai",370971,2023,null,"Sulawesi Tengah","Sulawesi Tengah","Banggai",70.599999999999994,71.08,71.7,0.42199999999999999,1,{"$f":"IFERROR(INDEX('SISPSN 2023'!H$3:H$442,MATCH($C432,'SISPSN 2023'!$J$3:$J$442,0)),\"\")","v":2023},{"$f":"IFERROR(INDEX('SISPSN 2023'!I$3:I$442,MATCH($C432,'SISPSN 2023'!$J$3:$J$442,0)),\"\")","v":"Sulawesi Tengah"},{"$f":"IFERROR(INDEX('SISPSN 2023'!J$3:J$442,MATCH($C432,'SISPSN 2023'!$J$3:$J$442,0)),\"\")","v":"Kab. Banggai"},{"$f":"IFERROR(INDEX('SISPSN 2023'!K$3:K$442,MATCH($C432,'SISPSN 2023'!$J$3:$J$442,0)),\"\")","v":66835.88},{"$f":"IFERROR(INDEX('SISPSN 2023'!L$3:L$442,MATCH($C432,'SISPSN 2023'!$J$3:$J$442,0)),\"\")","v":4223.93},{"$f":"IFERROR(INDEX('SISPSN 2023'!M$3:M$442,MATCH($C432,'SISPSN 2023'!$J$3:$J$442,0)),\"\")","v":6.32},{"$f":"IFERROR(INDEX('SISPSN 2023'!N$3:N$442,MATCH($C432,'SISPSN 2023'!$J$3:$J$442,0)),\"\")","v":41975.55},{"$f":"IFERROR(INDEX('SISPSN 2023'!O$3:O$442,MATCH($C432,'SISPSN 2023'!$J$3:$J$442,0)),\"\")","v":62.8},{"$f":"IFERROR(INDEX('SISPSN 2023'!P$3:P$442,MATCH($C432,'SISPSN 2023'!$J$3:$J$442,0)),\"\")","v":46199.47},{"$f":"IFERROR(INDEX('SISPSN 2023'!Q$3:Q$442,MATCH($C432,'SISPSN 2023'!$J$3:$J$442,0)),\"\")","v":69.12},{"$f":"IFERROR(INDEX('SISPSN 2023'!R$3:R$442,MATCH($C432,'SISPSN 2023'!$J$3:$J$442,0)),\"\")","v":6.92},{"$f":"IFERROR(INDEX('SISPSN 2023'!S$3:S$442,MATCH($C432,'SISPSN 2023'!$J$3:$J$442,0)),\"\")","v":0.55000000000000004},{"$f":"IFERROR(INDEX('SISPSN 2023'!T$3:T$442,MATCH($C432,'SISPSN 2023'!$J$3:$J$442,0)),\"\")","v":0.01},{"$f":"IFERROR(INDEX('SISPSN 2023'!U$3:U$442,MATCH($C432,'SISPSN 2023'!$J$3:$J$442,0)),\"\")","v":"P 2"},null,0.4936019257569999,3.1194920786002438E-2,0.31000133932117352,0.34119618625434039,5.1106162232597807E-5,4.0619059577931781E-6,{"$f":"IFERROR(PERCENTRANK(_xlfn._xlws.FILTER($AD$4:$AD$547,$AD$4:$AD$547<>\"\"),AD432),\"\")","v":""},0.45300000000000001,0.69299999999999995,0.14899999999999999]
["Sulawesi Tengah","Sulawesi Tengah","Kab. Banggai Kepulauan",123576,2023,null,"Sulawesi Tengah","Sulawesi Tengah","Banggai Kepulauan",65.61,66.08,66.819999999999993,0.154,1,{"$f":"IFERROR(INDEX('SISPSN 2023'!H$3:H$442,MATCH($C433,'SISPSN 2023'!$J$3:$J$442,0)),\"\")","v":2023},{"$f":"IFERROR(INDEX('SISPSN 2023'!I$3:I$442,MATCH($C433,'SISPSN 2023'!$J$3:$J$442,0)),\"\")","v":"Sulawesi Tengah"},{"$f":"IFERROR(INDEX('SISPSN 2023'!J$3:J$442,MATCH($C433,'SISPSN 2023'!$J$3:$J$442,0)),\"\")","v":"Kab. Banggai Kepulauan"},{"$f":"IFERROR(INDEX('SISPSN 2023'!K$3:K$442,MATCH($C433,'SISPSN 2023'!$J$3:$J$442,0)),\"\")","v":22207.33},{"$f":"IFERROR(INDEX('SISPSN 2023'!L$3:L$442,MATCH($C433,'SISPSN 2023'!$J$3:$J$442,0)),\"\")","v":2508.4499999999998},{"$f":"IFERROR(INDEX('SISPSN 2023'!M$3:M$442,MATCH($C433,'SISPSN 2023'!$J$3:$J$442,0)),\"\")","v":11.3},{"$f":"IFERROR(INDEX('SISPSN 2023'!N$3:N$442,MATCH($C433,'SISPSN 2023'!$J$3:$J$442,0)),\"\")","v":6168.5},{"$f":"IFERROR(INDEX('SISPSN 2023'!O$3:O$442,MATCH($C433,'SISPSN 2023'!$J$3:$J$442,0)),\"\")","v":27.78},{"$f":"IFERROR(INDEX('SISPSN 2023'!P$3:P$442,MATCH($C433,'SISPSN 2023'!$J$3:$J$442,0)),\"\")","v":8676.9500000000007},{"$f":"IFERROR(INDEX('SISPSN 2023'!Q$3:Q$442,MATCH($C433,'SISPSN 2023'!$J$3:$J$442,0)),\"\")","v":39.07},{"$f":"IFERROR(INDEX('SISPSN 2023'!R$3:R$442,MATCH($C433,'SISPSN 2023'!$J$3:$J$442,0)),\"\")","v":37.75},{"$f":"IFERROR(INDEX('SISPSN 2023'!S$3:S$442,MATCH($C433,'SISPSN 2023'!$J$3:$J$442,0)),\"\")","v":0},{"$f":"IFERROR(INDEX('SISPSN 2023'!T$3:T$442,MATCH($C433,'SISPSN 2023'!$J$3:$J$442,0)),\"\")","v":0.17},{"$f":"IFERROR(INDEX('SISPSN 2023'!U$3:U$442,MATCH($C433,'SISPSN 2023'!$J$3:$J$442,0)),\"\")","v":"P 2"},null,0.49234479186897134,5.5613272426884325E-2,0.13675794652683368,0.192371218953718,8.3693158488902834E-4,0,{"$f":"IFERROR(PERCENTRANK(_xlfn._xlws.FILTER($AD$4:$AD$547,$AD$4:$AD$547<>\"\"),AD433),\"\")","v":""},0.56599999999999995,0.33700000000000002,0.22600000000000001]
["Sulawesi Tengah","Sulawesi Tengah","Kab. Banggai Laut",71345,2022,null,"Sulawesi Tengah","Sulawesi Tengah","Banggai Laut",65.650000000000006,66.22,66.930000000000007,0.16200000000000001,1,{"$f":"IFERROR(INDEX('SISPSN 2023'!H$3:H$442,MATCH($C434,'SISPSN 2023'!$J$3:$J$442,0)),\"\")","v":2023},{"$f":"IFERROR(INDEX('SISPSN 2023'!I$3:I$442,MATCH($C434,'SISPSN 2023'!$J$3:$J$442,0)),\"\")","v":"Sulawesi Tengah"},{"$f":"IFERROR(INDEX('SISPSN 2023'!J$3:J$442,MATCH($C434,'SISPSN 2023'!$J$3:$J$442,0)),\"\")","v":"Kab. Banggai Laut"},{"$f":"IFERROR(INDEX('SISPSN 2023'!K$3:K$442,MATCH($C434,'SISPSN 2023'!$J$3:$J$442,0)),\"\")","v":13672.9},{"$f":"IFERROR(INDEX('SISPSN 2023'!L$3:L$442,MATCH($C434,'SISPSN 2023'!$J$3:$J$442,0)),\"\")","v":195.28},{"$f":"IFERROR(INDEX('SISPSN 2023'!M$3:M$442,MATCH($C434,'SISPSN 2023'!$J$3:$J$442,0)),\"\")","v":1.43},{"$f":"IFERROR(INDEX('SISPSN 2023'!N$3:N$442,MATCH($C434,'SISPSN 2023'!$J$3:$J$442,0)),\"\")","v":4215.75},{"$f":"IFERROR(INDEX('SISPSN 2023'!O$3:O$442,MATCH($C434,'SISPSN 2023'!$J$3:$J$442,0)),\"\")","v":30.83},{"$f":"IFERROR(INDEX('SISPSN 2023'!P$3:P$442,MATCH($C434,'SISPSN 2023'!$J$3:$J$442,0)),\"\")","v":4411.03},{"$f":"IFERROR(INDEX('SISPSN 2023'!Q$3:Q$442,MATCH($C434,'SISPSN 2023'!$J$3:$J$442,0)),\"\")","v":32.26},{"$f":"IFERROR(INDEX('SISPSN 2023'!R$3:R$442,MATCH($C434,'SISPSN 2023'!$J$3:$J$442,0)),\"\")","v":195.28},{"$f":"IFERROR(INDEX('SISPSN 2023'!S$3:S$442,MATCH($C434,'SISPSN 2023'!$J$3:$J$442,0)),\"\")","v":0},{"$f":"IFERROR(INDEX('SISPSN 2023'!T$3:T$442,MATCH($C434,'SISPSN 2023'!$J$3:$J$442,0)),\"\")","v":1.43},{"$f":"IFERROR(INDEX('SISPSN 2023'!U$3:U$442,MATCH($C434,'SISPSN 2023'!$J$3:$J$442,0)),\"\")","v":"P 2"},null,0.52505431354684984,7.4989655705394497E-3,0.16188941061041418,0.16938837618095362,7.4989655705394497E-3,0,{"$f":"IFERROR(PERCENTRANK(_xlfn._xlws.FILTER($AD$4:$AD$547,$AD$4:$AD$547<>\"\"),AD434),\"\")","v":""},0.27600000000000002,0.38100000000000001,0.32500000000000001]
["Sulawesi Tengah","Sulawesi Tengah","Kab. Buol",148246,2022,null,"Sulawesi Tengah","Sulawesi Tengah","Buol",68.25,68.72,69.569999999999993,0.253,1,{"$f":"IFERROR(INDEX('SISPSN 2023'!H$3:H$442,MATCH($C435,'SISPSN 2023'!$J$3:$J$442,0)),\"\")","v":2023},{"$f":"IFERROR(INDEX('SISPSN 2023'!I$3:I$442,MATCH($C435,'SISPSN 2023'!$J$3:$J$442,0)),\"\")","v":"Sulawesi Tengah"},{"$f":"IFERROR(INDEX('SISPSN 2023'!J$3:J$442,MATCH($C435,'SISPSN 2023'!$J$3:$J$442,0)),\"\")","v":"Kab. Buol"},{"$f":"IFERROR(INDEX('SISPSN 2023'!K$3:K$442,MATCH($C435,'SISPSN 2023'!$J$3:$J$442,0)),\"\")","v":21976.65},{"$f":"IFERROR(INDEX('SISPSN 2023'!L$3:L$442,MATCH($C435,'SISPSN 2023'!$J$3:$J$442,0)),\"\")","v":0},{"$f":"IFERROR(INDEX('SISPSN 2023'!M$3:M$442,MATCH($C435,'SISPSN 2023'!$J$3:$J$442,0)),\"\")","v":0},{"$f":"IFERROR(INDEX('SISPSN 2023'!N$3:N$442,MATCH($C435,'SISPSN 2023'!$J$3:$J$442,0)),\"\")","v":2107.88},{"$f":"IFERROR(INDEX('SISPSN 2023'!O$3:O$442,MATCH($C435,'SISPSN 2023'!$J$3:$J$442,0)),\"\")","v":9.59},{"$f":"IFERROR(INDEX('SISPSN 2023'!P$3:P$442,MATCH($C435,'SISPSN 2023'!$J$3:$J$442,0)),\"\")","v":2107.88},{"$f":"IFERROR(INDEX('SISPSN 2023'!Q$3:Q$442,MATCH($C435,'SISPSN 2023'!$J$3:$J$442,0)),\"\")","v":9.59},{"$f":"IFERROR(INDEX('SISPSN 2023'!R$3:R$442,MATCH($C435,'SISPSN 2023'!$J$3:$J$442,0)),\"\")","v":0},{"$f":"IFERROR(INDEX('SISPSN 2023'!S$3:S$442,MATCH($C435,'SISPSN 2023'!$J$3:$J$442,0)),\"\")","v":0},{"$f":"IFERROR(INDEX('SISPSN 2023'!T$3:T$442,MATCH($C435,'SISPSN 2023'!$J$3:$J$442,0)),\"\")","v":0},{"$f":"IFERROR(INDEX('SISPSN 2023'!U$3:U$442,MATCH($C435,'SISPSN 2023'!$J$3:$J$442,0)),\"\")","v":"P 2"},null,0.40614923842801831,0,3.8955612283839952E-2,3.8955612283839952E-2,0,0,{"$f":"IFERROR(PERCENTRANK(_xlfn._xlws.FILTER($AD$4:$AD$547,$AD$4:$AD$547<>\"\"),AD435),\"\")","v":""},0,6.3E-2,0]
["Sulawesi Tengah","Sulawesi Tengah","Donggala",305890,2022,null,"Sulawesi Tengah","Sulawesi Tengah","Donggala",65.72,66.25,66.95,0.16400000000000001,0,{"$f":"IFERROR(INDEX('SISPSN 2023'!H$3:H$442,MATCH($C436,'SISPSN 2023'!$J$3:$J$442,0)),\"\")","v":""},{"$f":"IFERROR(INDEX('SISPSN 2023'!I$3:I$442,MATCH($C436,'SISPSN 2023'!$J$3:$J$442,0)),\"\")","v":""},{"$f":"IFERROR(INDEX('SISPSN 2023'!J$3:J$442,MATCH($C436,'SISPSN 2023'!$J$3:$J$442,0)),\"\")","v":""},{"$f":"IFERROR(INDEX('SISPSN 2023'!K$3:K$442,MATCH($C436,'SISPSN 2023'!$J$3:$J$442,0)),\"\")","v":""},{"$f":"IFERROR(INDEX('SISPSN 2023'!L$3:L$442,MATCH($C436,'SISPSN 2023'!$J$3:$J$442,0)),\"\")","v":""},{"$f":"IFERROR(INDEX('SISPSN 2023'!M$3:M$442,MATCH($C436,'SISPSN 2023'!$J$3:$J$442,0)),\"\")","v":""},{"$f":"IFERROR(INDEX('SISPSN 2023'!N$3:N$442,MATCH($C436,'SISPSN 2023'!$J$3:$J$442,0)),\"\")","v":""},{"$f":"IFERROR(INDEX('SISPSN 2023'!O$3:O$442,MATCH($C436,'SISPSN 2023'!$J$3:$J$442,0)),\"\")","v":""},{"$f":"IFERROR(INDEX('SISPSN 2023'!P$3:P$442,MATCH($C436,'SISPSN 2023'!$J$3:$J$442,0)),\"\")","v":""},{"$f":"IFERROR(INDEX('SISPSN 2023'!Q$3:Q$442,MATCH($C436,'SISPSN 2023'!$J$3:$J$442,0)),\"\")","v":""},{"$f":"IFERROR(INDEX('SISPSN 2023'!R$3:R$442,MATCH($C436,'SISPSN 2023'!$J$3:$J$442,0)),\"\")","v":""},{"$f":"IFERROR(INDEX('SISPSN 2023'!S$3:S$442,MATCH($C436,'SISPSN 2023'!$J$3:$J$442,0)),\"\")","v":""},{"$f":"IFERROR(INDEX('SISPSN 2023'!T$3:T$442,MATCH($C436,'SISPSN 2023'!$J$3:$J$442,0)),\"\")","v":""},{"$f":"IFERROR(INDEX('SISPSN 2023'!U$3:U$442,MATCH($C436,'SISPSN 2023'!$J$3:$J$442,0)),\"\")","v":""},null,{"$error":"#VALUE!"},{"$error":"#VALUE!"},{"$error":"#VALUE!"},{"$error":"#VALUE!"},{"$error":"#VALUE!"},{"$error":"#VALUE!"},{"$f":"IFERROR(PERCENTRANK(_xlfn._xlws.FILTER($AD$4:$AD$547,$AD$4:$AD$547<>\"\"),AD436),\"\")","v":""},{"$error":"#VALUE!"},{"$error":"#VALUE!"},{"$error":"#VALUE!"}]
["Sulawesi Tengah","Sulawesi Tengah","Kota Palu",381572,2022,null,"Sulawesi Tengah","Sulawesi Tengah","Kota Palu",81.7,82.02,82.52,0.95399999999999996,1,{"$f":"IFERROR(INDEX('SISPSN 2023'!H$3:H$442,MATCH($C437,'SISPSN 2023'!$J$3:$J$442,0)),\"\")","v":2023},{"$f":"IFERROR(INDEX('SISPSN 2023'!I$3:I$442,MATCH($C437,'SISPSN 2023'!$J$3:$J$442,0)),\"\")","v":"Sulawesi Tengah"},{"$f":"IFERROR(INDEX('SISPSN 2023'!J$3:J$442,MATCH($C437,'SISPSN 2023'!$J$3:$J$442,0)),\"\")","v":"Kota Palu"},{"$f":"IFERROR(INDEX('SISPSN 2023'!K$3:K$442,MATCH($C437,'SISPSN 2023'!$J$3:$J$442,0)),\"\")","v":70717.47},{"$f":"IFERROR(INDEX('SISPSN 2023'!L$3:L$442,MATCH($C437,'SISPSN 2023'!$J$3:$J$442,0)),\"\")","v":1511.55},{"$f":"IFERROR(INDEX('SISPSN 2023'!M$3:M$442,MATCH($C437,'SISPSN 2023'!$J$3:$J$442,0)),\"\")","v":2.14},{"$f":"IFERROR(INDEX('SISPSN 2023'!N$3:N$442,MATCH($C437,'SISPSN 2023'!$J$3:$J$442,0)),\"\")","v":68218.5},{"$f":"IFERROR(INDEX('SISPSN 2023'!O$3:O$442,MATCH($C437,'SISPSN 2023'!$J$3:$J$442,0)),\"\")","v":96.47},{"$f":"IFERROR(INDEX('SISPSN 2023'!P$3:P$442,MATCH($C437,'SISPSN 2023'!$J$3:$J$442,0)),\"\")","v":69730.05},{"$f":"IFERROR(INDEX('SISPSN 2023'!Q$3:Q$442,MATCH($C437,'SISPSN 2023'!$J$3:$J$442,0)),\"\")","v":98.6},{"$f":"IFERROR(INDEX('SISPSN 2023'!R$3:R$442,MATCH($C437,'SISPSN 2023'!$J$3:$J$442,0)),\"\")","v":275.63},{"$f":"IFERROR(INDEX('SISPSN 2023'!S$3:S$442,MATCH($C437,'SISPSN 2023'!$J$3:$J$442,0)),\"\")","v":0},{"$f":"IFERROR(INDEX('SISPSN 2023'!T$3:T$442,MATCH($C437,'SISPSN 2023'!$J$3:$J$442,0)),\"\")","v":0.39},{"$f":"IFERROR(INDEX('SISPSN 2023'!U$3:U$442,MATCH($C437,'SISPSN 2023'!$J$3:$J$442,0)),\"\")","v":"P 2"},null,0.50775867503560257,1.0853083760633193E-2,0.48981581457758955,0.5006688983382227,1.9790516204844875E-3,0,{"$f":"IFERROR(PERCENTRANK(_xlfn._xlws.FILTER($AD$4:$AD$547,$AD$4:$AD$547<>\"\"),AD437),\"\")","v":""},0.309,1,0.25600000000000001]
["Sulawesi Tengah","Sulawesi Tengah","Kab. Morowali",176244,2022,null,"Sulawesi Tengah","Sulawesi Tengah","Morowali",72.290000000000006,72.55,73.02,0.55000000000000004,1,{"$f":"IFERROR(INDEX('SISPSN 2023'!H$3:H$442,MATCH($C438,'SISPSN 2023'!$J$3:$J$442,0)),\"\")","v":2023},{"$f":"IFERROR(INDEX('SISPSN 2023'!I$3:I$442,MATCH($C438,'SISPSN 2023'!$J$3:$J$442,0)),\"\")","v":"Sulawesi Tengah"},{"$f":"IFERROR(INDEX('SISPSN 2023'!J$3:J$442,MATCH($C438,'SISPSN 2023'!$J$3:$J$442,0)),\"\")","v":"Kab. Morowali"},{"$f":"IFERROR(INDEX('SISPSN 2023'!K$3:K$442,MATCH($C438,'SISPSN 2023'!$J$3:$J$442,0)),\"\")","v":32164.53},{"$f":"IFERROR(INDEX('SISPSN 2023'!L$3:L$442,MATCH($C438,'SISPSN 2023'!$J$3:$J$442,0)),\"\")","v":376.33},{"$f":"IFERROR(INDEX('SISPSN 2023'!M$3:M$442,MATCH($C438,'SISPSN 2023'!$J$3:$J$442,0)),\"\")","v":1.17},{"$f":"IFERROR(INDEX('SISPSN 2023'!N$3:N$442,MATCH($C438,'SISPSN 2023'!$J$3:$J$442,0)),\"\")","v":4608.68},{"$f":"IFERROR(INDEX('SISPSN 2023'!O$3:O$442,MATCH($C438,'SISPSN 2023'!$J$3:$J$442,0)),\"\")","v":14.33},{"$f":"IFERROR(INDEX('SISPSN 2023'!P$3:P$442,MATCH($C438,'SISPSN 2023'!$J$3:$J$442,0)),\"\")","v":4985.01},{"$f":"IFERROR(INDEX('SISPSN 2023'!Q$3:Q$442,MATCH($C438,'SISPSN 2023'!$J$3:$J$442,0)),\"\")","v":15.5},{"$f":"IFERROR(INDEX('SISPSN 2023'!R$3:R$442,MATCH($C438,'SISPSN 2023'!$J$3:$J$442,0)),\"\")","v":0},{"$f":"IFERROR(INDEX('SISPSN 2023'!S$3:S$442,MATCH($C438,'SISPSN 2023'!$J$3:$J$442,0)),\"\")","v":43.8},{"$f":"IFERROR(INDEX('SISPSN 2023'!T$3:T$442,MATCH($C438,'SISPSN 2023'!$J$3:$J$442,0)),\"\")","v":0.14000000000000001},{"$f":"IFERROR(INDEX('SISPSN 2023'!U$3:U$442,MATCH($C438,'SISPSN 2023'!$J$3:$J$442,0)),\"\")","v":"P 2"},null,0.5,5.8500777098250776E-3,7.164227178199091E-2,7.7492349491815993E-2,0,6.8087424252740521E-4,{"$f":"IFERROR(PERCENTRANK(_xlfn._xlws.FILTER($AD$4:$AD$547,$AD$4:$AD$547<>\"\"),AD438),\"\")","v":""},0.25900000000000001,0.11600000000000001,0.22]
["Sulawesi Tengah","Sulawesi Tengah","Kab. Morowali Utara",124006,2022,null,"Sulawesi Tengah","Sulawesi Tengah","Morowali Utara",68.48,68.97,69.73,0.27200000000000002,1,{"$f":"IFERROR(INDEX('SISPSN 2023'!H$3:H$442,MATCH($C439,'SISPSN 2023'!$J$3:$J$442,0)),\"\")","v":2023},{"$f":"IFERROR(INDEX('SISPSN 2023'!I$3:I$442,MATCH($C439,'SISPSN 2023'!$J$3:$J$442,0)),\"\")","v":"Sulawesi Tengah"},{"$f":"IFERROR(INDEX('SISPSN 2023'!J$3:J$442,MATCH($C439,'SISPSN 2023'!$J$3:$J$442,0)),\"\")","v":"Kab. Morowali Utara"},{"$f":"IFERROR(INDEX('SISPSN 2023'!K$3:K$442,MATCH($C439,'SISPSN 2023'!$J$3:$J$442,0)),\"\")","v":26587.7},{"$f":"IFERROR(INDEX('SISPSN 2023'!L$3:L$442,MATCH($C439,'SISPSN 2023'!$J$3:$J$442,0)),\"\")","v":11.93},{"$f":"IFERROR(INDEX('SISPSN 2023'!M$3:M$442,MATCH($C439,'SISPSN 2023'!$J$3:$J$442,0)),\"\")","v":0.04},{"$f":"IFERROR(INDEX('SISPSN 2023'!N$3:N$442,MATCH($C439,'SISPSN 2023'!$J$3:$J$442,0)),\"\")","v":3310.55},{"$f":"IFERROR(INDEX('SISPSN 2023'!O$3:O$442,MATCH($C439,'SISPSN 2023'!$J$3:$J$442,0)),\"\")","v":12.45},{"$f":"IFERROR(INDEX('SISPSN 2023'!P$3:P$442,MATCH($C439,'SISPSN 2023'!$J$3:$J$442,0)),\"\")","v":3322.48},{"$f":"IFERROR(INDEX('SISPSN 2023'!Q$3:Q$442,MATCH($C439,'SISPSN 2023'!$J$3:$J$442,0)),\"\")","v":12.5},{"$f":"IFERROR(INDEX('SISPSN 2023'!R$3:R$442,MATCH($C439,'SISPSN 2023'!$J$3:$J$442,0)),\"\")","v":0},{"$f":"IFERROR(INDEX('SISPSN 2023'!S$3:S$442,MATCH($C439,'SISPSN 2023'!$J$3:$J$442,0)),\"\")","v":0},{"$f":"IFERROR(INDEX('SISPSN 2023'!T$3:T$442,MATCH($C439,'SISPSN 2023'!$J$3:$J$442,0)),\"\")","v":0},{"$f":"IFERROR(INDEX('SISPSN 2023'!U$3:U$442,MATCH($C439,'SISPSN 2023'!$J$3:$J$442,0)),\"\")","v":"P 2"},null,0.58741523554207165,2.6357540366473651E-4,7.3141622179571958E-2,7.3405197583236687E-2,0,0,{"$f":"IFERROR(PERCENTRANK(_xlfn._xlws.FILTER($AD$4:$AD$547,$AD$4:$AD$547<>\"\"),AD439),\"\")","v":""},0.13500000000000001,9.0999999999999998E-2,0]
["Sulawesi Tengah","Sulawesi Tengah","Kab. Parigi Moutong",446712,2022,null,"Sulawesi Tengah","Sulawesi Tengah","Parigi Moutong",65.819999999999993,66.260000000000005,67.11,0.17100000000000001,1,{"$f":"IFERROR(INDEX('SISPSN 2023'!H$3:H$442,MATCH($C440,'SISPSN 2023'!$J$3:$J$442,0)),\"\")","v":2023},{"$f":"IFERROR(INDEX('SISPSN 2023'!I$3:I$442,MATCH($C440,'SISPSN 2023'!$J$3:$J$442,0)),\"\")","v":"Sulawesi Tengah"},{"$f":"IFERROR(INDEX('SISPSN 2023'!J$3:J$442,MATCH($C440,'SISPSN 2023'!$J$3:$J$442,0)),\"\")","v":"Kab. Parigi Moutong"},{"$f":"IFERROR(INDEX('SISPSN 2023'!K$3:K$442,MATCH($C440,'SISPSN 2023'!$J$3:$J$442,0)),\"\")","v":82947.89},{"$f":"IFERROR(INDEX('SISPSN 2023'!L$3:L$442,MATCH($C440,'SISPSN 2023'!$J$3:$J$442,0)),\"\")","v":4318.79},{"$f":"IFERROR(INDEX('SISPSN 2023'!M$3:M$442,MATCH($C440,'SISPSN 2023'!$J$3:$J$442,0)),\"\")","v":5.21},{"$f":"IFERROR(INDEX('SISPSN 2023'!N$3:N$442,MATCH($C440,'SISPSN 2023'!$J$3:$J$442,0)),\"\")","v":3887.25},{"$f":"IFERROR(INDEX('SISPSN 2023'!O$3:O$442,MATCH($C440,'SISPSN 2023'!$J$3:$J$442,0)),\"\")","v":4.6900000000000004},{"$f":"IFERROR(INDEX('SISPSN 2023'!P$3:P$442,MATCH($C440,'SISPSN 2023'!$J$3:$J$442,0)),\"\")","v":8206.0400000000009},{"$f":"IFERROR(INDEX('SISPSN 2023'!Q$3:Q$442,MATCH($C440,'SISPSN 2023'!$J$3:$J$442,0)),\"\")","v":9.89},{"$f":"IFERROR(INDEX('SISPSN 2023'!R$3:R$442,MATCH($C440,'SISPSN 2023'!$J$3:$J$442,0)),\"\")","v":4318.79},{"$f":"IFERROR(INDEX('SISPSN 2023'!S$3:S$442,MATCH($C440,'SISPSN 2023'!$J$3:$J$442,0)),\"\")","v":21.9},{"$f":"IFERROR(INDEX('SISPSN 2023'!T$3:T$442,MATCH($C440,'SISPSN 2023'!$J$3:$J$442,0)),\"\")","v":5.23},{"$f":"IFERROR(INDEX('SISPSN 2023'!U$3:U$442,MATCH($C440,'SISPSN 2023'!$J$3:$J$442,0)),\"\")","v":"P 2"},null,0.50872708400644018,2.6487538659948722E-2,2.3840863912319345E-2,5.0328402572268074E-2,2.6487538659948722E-2,1.3431472626658787E-4,{"$f":"IFERROR(PERCENTRANK(_xlfn._xlws.FILTER($AD$4:$AD$547,$AD$4:$AD$547<>\"\"),AD440),\"\")","v":""},0.40799999999999997,1.9E-2,0.47499999999999998]
["Sulawesi Tengah","Sulawesi Tengah","Poso",252650,2022,null,"Sulawesi Tengah","Sulawesi Tengah","Poso",71.45,71.930000000000007,72.48,0.503,0,{"$f":"IFERROR(INDEX('SISPSN 2023'!H$3:H$442,MATCH($C441,'SISPSN 2023'!$J$3:$J$442,0)),\"\")","v":""},{"$f":"IFERROR(INDEX('SISPSN 2023'!I$3:I$442,MATCH($C441,'SISPSN 2023'!$J$3:$J$442,0)),\"\")","v":""},{"$f":"IFERROR(INDEX('SISPSN 2023'!J$3:J$442,MATCH($C441,'SISPSN 2023'!$J$3:$J$442,0)),\"\")","v":""},{"$f":"IFERROR(INDEX('SISPSN 2023'!K$3:K$442,MATCH($C441,'SISPSN 2023'!$J$3:$J$442,0)),\"\")","v":""},{"$f":"IFERROR(INDEX('SISPSN 2023'!L$3:L$442,MATCH($C441,'SISPSN 2023'!$J$3:$J$442,0)),\"\")","v":""},{"$f":"IFERROR(INDEX('SISPSN 2023'!M$3:M$442,MATCH($C441,'SISPSN 2023'!$J$3:$J$442,0)),\"\")","v":""},{"$f":"IFERROR(INDEX('SISPSN 2023'!N$3:N$442,MATCH($C441,'SISPSN 2023'!$J$3:$J$442,0)),\"\")","v":""},{"$f":"IFERROR(INDEX('SISPSN 2023'!O$3:O$442,MATCH($C441,'SISPSN 2023'!$J$3:$J$442,0)),\"\")","v":""},{"$f":"IFERROR(INDEX('SISPSN 2023'!P$3:P$442,MATCH($C441,'SISPSN 2023'!$J$3:$J$442,0)),\"\")","v":""},{"$f":"IFERROR(INDEX('SISPSN 2023'!Q$3:Q$442,MATCH($C441,'SISPSN 2023'!$J$3:$J$442,0)),\"\")","v":""},{"$f":"IFERROR(INDEX('SISPSN 2023'!R$3:R$442,MATCH($C441,'SISPSN 2023'!$J$3:$J$442,0)),\"\")","v":""},{"$f":"IFERROR(INDEX('SISPSN 2023'!S$3:S$442,MATCH($C441,'SISPSN 2023'!$J$3:$J$442,0)),\"\")","v":""},{"$f":"IFERROR(INDEX('SISPSN 2023'!T$3:T$442,MATCH($C441,'SISPSN 2023'!$J$3:$J$442,0)),\"\")","v":""},{"$f":"IFERROR(INDEX('SISPSN 2023'!U$3:U$442,MATCH($C441,'SISPSN 2023'!$J$3:$J$442,0)),\"\")","v":""},null,{"$error":"#VALUE!"},{"$error":"#VALUE!"},{"$error":"#VALUE!"},{"$error":"#VALUE!"},{"$error":"#VALUE!"},{"$error":"#VALUE!"},{"$f":"IFERROR(PERCENTRANK(_xlfn._xlws.FILTER($AD$4:$AD$547,$AD$4:$AD$547<>\"\"),AD441),\"\")","v":""},{"$error":"#VALUE!"},{"$error":"#VALUE!"},{"$error":"#VALUE!"}]
["Sulawesi Tengah","Sulawesi Tengah","Kab. Sigi",266812,2022,null,"Sulawesi Tengah","Sulawesi Tengah","Sigi",68.489999999999995,69.05,69.930000000000007,0.28000000000000003,1,{"$f":"IFERROR(INDEX('SISPSN 2023'!H$3:H$442,MATCH($C442,'SISPSN 2023'!$J$3:$J$442,0)),\"\")","v":2023},{"$f":"IFERROR(INDEX('SISPSN 2023'!I$3:I$442,MATCH($C442,'SISPSN 2023'!$J$3:$J$442,0)),\"\")","v":"Sulawesi Tengah"},{"$f":"IFERROR(INDEX('SISPSN 2023'!J$3:J$442,MATCH($C442,'SISPSN 2023'!$J$3:$J$442,0)),\"\")","v":"Kab. Sigi"},{"$f":"IFERROR(INDEX('SISPSN 2023'!K$3:K$442,MATCH($C442,'SISPSN 2023'!$J$3:$J$442,0)),\"\")","v":47833.43},{"$f":"IFERROR(INDEX('SISPSN 2023'!L$3:L$442,MATCH($C442,'SISPSN 2023'!$J$3:$J$442,0)),\"\")","v":3320.95},{"$f":"IFERROR(INDEX('SISPSN 2023'!M$3:M$442,MATCH($C442,'SISPSN 2023'!$J$3:$J$442,0)),\"\")","v":6.94},{"$f":"IFERROR(INDEX('SISPSN 2023'!N$3:N$442,MATCH($C442,'SISPSN 2023'!$J$3:$J$442,0)),\"\")","v":13793},{"$f":"IFERROR(INDEX('SISPSN 2023'!O$3:O$442,MATCH($C442,'SISPSN 2023'!$J$3:$J$442,0)),\"\")","v":28.84},{"$f":"IFERROR(INDEX('SISPSN 2023'!P$3:P$442,MATCH($C442,'SISPSN 2023'!$J$3:$J$442,0)),\"\")","v":17113.95},{"$f":"IFERROR(INDEX('SISPSN 2023'!Q$3:Q$442,MATCH($C442,'SISPSN 2023'!$J$3:$J$442,0)),\"\")","v":35.78},{"$f":"IFERROR(INDEX('SISPSN 2023'!R$3:R$442,MATCH($C442,'SISPSN 2023'!$J$3:$J$442,0)),\"\")","v":3.1},{"$f":"IFERROR(INDEX('SISPSN 2023'!S$3:S$442,MATCH($C442,'SISPSN 2023'!$J$3:$J$442,0)),\"\")","v":0},{"$f":"IFERROR(INDEX('SISPSN 2023'!T$3:T$442,MATCH($C442,'SISPSN 2023'!$J$3:$J$442,0)),\"\")","v":0.01},{"$f":"IFERROR(INDEX('SISPSN 2023'!U$3:U$442,MATCH($C442,'SISPSN 2023'!$J$3:$J$442,0)),\"\")","v":"P 2"},null,0.49117166075995433,3.4100764398471324E-2,0.14163171482500941,0.17573247922348073,3.1831966646670715E-5,0,{"$f":"IFERROR(PERCENTRANK(_xlfn._xlws.FILTER($AD$4:$AD$547,$AD$4:$AD$547<>\"\"),AD442),\"\")","v":""},0.46600000000000003,0.34799999999999998,0.14899999999999999]
["Sulawesi Tengah","Sulawesi Tengah","Tojo Una-una",169478,2022,null,"Sulawesi Tengah","Sulawesi Tengah","Tojo Una-una",64.739999999999995,65.540000000000006,66.39,0.13600000000000001,0,{"$f":"IFERROR(INDEX('SISPSN 2023'!H$3:H$442,MATCH($C443,'SISPSN 2023'!$J$3:$J$442,0)),\"\")","v":""},{"$f":"IFERROR(INDEX('SISPSN 2023'!I$3:I$442,MATCH($C443,'SISPSN 2023'!$J$3:$J$442,0)),\"\")","v":""},{"$f":"IFERROR(INDEX('SISPSN 2023'!J$3:J$442,MATCH($C443,'SISPSN 2023'!$J$3:$J$442,0)),\"\")","v":""},{"$f":"IFERROR(INDEX('SISPSN 2023'!K$3:K$442,MATCH($C443,'SISPSN 2023'!$J$3:$J$442,0)),\"\")","v":""},{"$f":"IFERROR(INDEX('SISPSN 2023'!L$3:L$442,MATCH($C443,'SISPSN 2023'!$J$3:$J$442,0)),\"\")","v":""},{"$f":"IFERROR(INDEX('SISPSN 2023'!M$3:M$442,MATCH($C443,'SISPSN 2023'!$J$3:$J$442,0)),\"\")","v":""},{"$f":"IFERROR(INDEX('SISPSN 2023'!N$3:N$442,MATCH($C443,'SISPSN 2023'!$J$3:$J$442,0)),\"\")","v":""},{"$f":"IFERROR(INDEX('SISPSN 2023'!O$3:O$442,MATCH($C443,'SISPSN 2023'!$J$3:$J$442,0)),\"\")","v":""},{"$f":"IFERROR(INDEX('SISPSN 2023'!P$3:P$442,MATCH($C443,'SISPSN 2023'!$J$3:$J$442,0)),\"\")","v":""},{"$f":"IFERROR(INDEX('SISPSN 2023'!Q$3:Q$442,MATCH($C443,'SISPSN 2023'!$J$3:$J$442,0)),\"\")","v":""},{"$f":"IFERROR(INDEX('SISPSN 2023'!R$3:R$442,MATCH($C443,'SISPSN 2023'!$J$3:$J$442,0)),\"\")","v":""},{"$f":"IFERROR(INDEX('SISPSN 2023'!S$3:S$442,MATCH($C443,'SISPSN 2023'!$J$3:$J$442,0)),\"\")","v":""},{"$f":"IFERROR(INDEX('SISPSN 2023'!T$3:T$442,MATCH($C443,'SISPSN 2023'!$J$3:$J$442,0)),\"\")","v":""},{"$f":"IFERROR(INDEX('SISPSN 2023'!U$3:U$442,MATCH($C443,'SISPSN 2023'!$J$3:$J$442,0)),\"\")","v":""},null,{"$error":"#VALUE!"},{"$error":"#VALUE!"},{"$error":"#VALUE!"},{"$error":"#VALUE!"},{"$error":"#VALUE!"},{"$error":"#VALUE!"},{"$f":"IFERROR(PERCENTRANK(_xlfn._xlws.FILTER($AD$4:$AD$547,$AD$4:$AD$547<>\"\"),AD443),\"\")","v":""},{"$error":"#VALUE!"},{"$error":"#VALUE!"},{"$error":"#VALUE!"}]
["Sulawesi Tengah","Sulawesi Tengah","Tolitoli",228641,2022,null,"Sulawesi Tengah","Sulawesi Tengah","Tolitoli",66.3,66.760000000000005,67.66,0.187,0,{"$f":"IFERROR(INDEX('SISPSN 2023'!H$3:H$442,MATCH($C444,'SISPSN 2023'!$J$3:$J$442,0)),\"\")","v":""},{"$f":"IFERROR(INDEX('SISPSN 2023'!I$3:I$442,MATCH($C444,'SISPSN 2023'!$J$3:$J$442,0)),\"\")","v":""},{"$f":"IFERROR(INDEX('SISPSN 2023'!J$3:J$442,MATCH($C444,'SISPSN 2023'!$J$3:$J$442,0)),\"\")","v":""},{"$f":"IFERROR(INDEX('SISPSN 2023'!K$3:K$442,MATCH($C444,'SISPSN 2023'!$J$3:$J$442,0)),\"\")","v":""},{"$f":"IFERROR(INDEX('SISPSN 2023'!L$3:L$442,MATCH($C444,'SISPSN 2023'!$J$3:$J$442,0)),\"\")","v":""},{"$f":"IFERROR(INDEX('SISPSN 2023'!M$3:M$442,MATCH($C444,'SISPSN 2023'!$J$3:$J$442,0)),\"\")","v":""},{"$f":"IFERROR(INDEX('SISPSN 2023'!N$3:N$442,MATCH($C444,'SISPSN 2023'!$J$3:$J$442,0)),\"\")","v":""},{"$f":"IFERROR(INDEX('SISPSN 2023'!O$3:O$442,MATCH($C444,'SISPSN 2023'!$J$3:$J$442,0)),\"\")","v":""},{"$f":"IFERROR(INDEX('SISPSN 2023'!P$3:P$442,MATCH($C444,'SISPSN 2023'!$J$3:$J$442,0)),\"\")","v":""},{"$f":"IFERROR(INDEX('SISPSN 2023'!Q$3:Q$442,MATCH($C444,'SISPSN 2023'!$J$3:$J$442,0)),\"\")","v":""},{"$f":"IFERROR(INDEX('SISPSN 2023'!R$3:R$442,MATCH($C444,'SISPSN 2023'!$J$3:$J$442,0)),\"\")","v":""},{"$f":"IFERROR(INDEX('SISPSN 2023'!S$3:S$442,MATCH($C444,'SISPSN 2023'!$J$3:$J$442,0)),\"\")","v":""},{"$f":"IFERROR(INDEX('SISPSN 2023'!T$3:T$442,MATCH($C444,'SISPSN 2023'!$J$3:$J$442,0)),\"\")","v":""},{"$f":"IFERROR(INDEX('SISPSN 2023'!U$3:U$442,MATCH($C444,'SISPSN 2023'!$J$3:$J$442,0)),\"\")","v":""},null,{"$error":"#VALUE!"},{"$error":"#VALUE!"},{"$error":"#VALUE!"},{"$error":"#VALUE!"},{"$error":"#VALUE!"},{"$error":"#VALUE!"},{"$f":"IFERROR(PERCENTRANK(_xlfn._xlws.FILTER($AD$4:$AD$547,$AD$4:$AD$547<>\"\"),AD444),\"\")","v":""},{"$error":"#VALUE!"},{"$error":"#VALUE!"},{"$error":"#VALUE!"}]
["Sulawesi Tengah","total","total",3066143,2022,null,"Sulawesi Tengah","total","Sulawesi Tengah",69.790000000000006,70.28,70.95,0.36199999999999999,0,{"$f":"IFERROR(INDEX('SISPSN 2023'!H$3:H$442,MATCH($C445,'SISPSN 2023'!$J$3:$J$442,0)),\"\")","v":""},{"$f":"IFERROR(INDEX('SISPSN 2023'!I$3:I$442,MATCH($C445,'SISPSN 2023'!$J$3:$J$442,0)),\"\")","v":""},{"$f":"IFERROR(INDEX('SISPSN 2023'!J$3:J$442,MATCH($C445,'SISPSN 2023'!$J$3:$J$442,0)),\"\")","v":""},{"$f":"IFERROR(INDEX('SISPSN 2023'!K$3:K$442,MATCH($C445,'SISPSN 2023'!$J$3:$J$442,0)),\"\")","v":""},{"$f":"IFERROR(INDEX('SISPSN 2023'!L$3:L$442,MATCH($C445,'SISPSN 2023'!$J$3:$J$442,0)),\"\")","v":""},{"$f":"IFERROR(INDEX('SISPSN 2023'!M$3:M$442,MATCH($C445,'SISPSN 2023'!$J$3:$J$442,0)),\"\")","v":""},{"$f":"IFERROR(INDEX('SISPSN 2023'!N$3:N$442,MATCH($C445,'SISPSN 2023'!$J$3:$J$442,0)),\"\")","v":""},{"$f":"IFERROR(INDEX('SISPSN 2023'!O$3:O$442,MATCH($C445,'SISPSN 2023'!$J$3:$J$442,0)),\"\")","v":""},{"$f":"IFERROR(INDEX('SISPSN 2023'!P$3:P$442,MATCH($C445,'SISPSN 2023'!$J$3:$J$442,0)),\"\")","v":""},{"$f":"IFERROR(INDEX('SISPSN 2023'!Q$3:Q$442,MATCH($C445,'SISPSN 2023'!$J$3:$J$442,0)),\"\")","v":""},{"$f":"IFERROR(INDEX('SISPSN 2023'!R$3:R$442,MATCH($C445,'SISPSN 2023'!$J$3:$J$442,0)),\"\")","v":""},{"$f":"IFERROR(INDEX('SISPSN 2023'!S$3:S$442,MATCH($C445,'SISPSN 2023'!$J$3:$J$442,0)),\"\")","v":""},{"$f":"IFERROR(INDEX('SISPSN 2023'!T$3:T$442,MATCH($C445,'SISPSN 2023'!$J$3:$J$442,0)),\"\")","v":""},{"$f":"IFERROR(INDEX('SISPSN 2023'!U$3:U$442,MATCH($C445,'SISPSN 2023'!$J$3:$J$442,0)),\"\")","v":""},null,{"$error":"#VALUE!"},{"$error":"#VALUE!"},{"$error":"#VALUE!"},{"$error":"#VALUE!"},{"$error":"#VALUE!"},{"$error":"#VALUE!"},{"$f":"IFERROR(PERCENTRANK(_xlfn._xlws.FILTER($AD$4:$AD$547,$AD$4:$AD$547<>\"\"),AD445),\"\")","v":""},{"$error":"#VALUE!"},{"$error":"#VALUE!"},{"$error":"#VALUE!"}]
["Sulawesi Tenggara","Sulawesi Tenggara","Bombana",158110,2022,null,"Sulawesi Tenggara","Sulawesi Tenggara","Bombana",66.05,66.25,66.81,0.152,0,{"$f":"IFERROR(INDEX('SISPSN 2023'!H$3:H$442,MATCH($C446,'SISPSN 2023'!$J$3:$J$442,0)),\"\")","v":""},{"$f":"IFERROR(INDEX('SISPSN 2023'!I$3:I$442,MATCH($C446,'SISPSN 2023'!$J$3:$J$442,0)),\"\")","v":""},{"$f":"IFERROR(INDEX('SISPSN 2023'!J$3:J$442,MATCH($C446,'SISPSN 2023'!$J$3:$J$442,0)),\"\")","v":""},{"$f":"IFERROR(INDEX('SISPSN 2023'!K$3:K$442,MATCH($C446,'SISPSN 2023'!$J$3:$J$442,0)),\"\")","v":""},{"$f":"IFERROR(INDEX('SISPSN 2023'!L$3:L$442,MATCH($C446,'SISPSN 2023'!$J$3:$J$442,0)),\"\")","v":""},{"$f":"IFERROR(INDEX('SISPSN 2023'!M$3:M$442,MATCH($C446,'SISPSN 2023'!$J$3:$J$442,0)),\"\")","v":""},{"$f":"IFERROR(INDEX('SISPSN 2023'!N$3:N$442,MATCH($C446,'SISPSN 2023'!$J$3:$J$442,0)),\"\")","v":""},{"$f":"IFERROR(INDEX('SISPSN 2023'!O$3:O$442,MATCH($C446,'SISPSN 2023'!$J$3:$J$442,0)),\"\")","v":""},{"$f":"IFERROR(INDEX('SISPSN 2023'!P$3:P$442,MATCH($C446,'SISPSN 2023'!$J$3:$J$442,0)),\"\")","v":""},{"$f":"IFERROR(INDEX('SISPSN 2023'!Q$3:Q$442,MATCH($C446,'SISPSN 2023'!$J$3:$J$442,0)),\"\")","v":""},{"$f":"IFERROR(INDEX('SISPSN 2023'!R$3:R$442,MATCH($C446,'SISPSN 2023'!$J$3:$J$442,0)),\"\")","v":""},{"$f":"IFERROR(INDEX('SISPSN 2023'!S$3:S$442,MATCH($C446,'SISPSN 2023'!$J$3:$J$442,0)),\"\")","v":""},{"$f":"IFERROR(INDEX('SISPSN 2023'!T$3:T$442,MATCH($C446,'SISPSN 2023'!$J$3:$J$442,0)),\"\")","v":""},{"$f":"IFERROR(INDEX('SISPSN 2023'!U$3:U$442,MATCH($C446,'SISPSN 2023'!$J$3:$J$442,0)),\"\")","v":""},null,{"$error":"#VALUE!"},{"$error":"#VALUE!"},{"$error":"#VALUE!"},{"$error":"#VALUE!"},{"$error":"#VALUE!"},{"$error":"#VALUE!"},{"$f":"IFERROR(PERCENTRANK(_xlfn._xlws.FILTER($AD$4:$AD$547,$AD$4:$AD$547<>\"\"),AD446),\"\")","v":""},{"$error":"#VALUE!"},{"$error":"#VALUE!"},{"$error":"#VALUE!"}]
["Sulawesi Tenggara","Sulawesi Tenggara","Kab. Buton",120210,2022,null,"Sulawesi Tenggara","Sulawesi Tenggara","Buton",65.98,66.319999999999993,67.23,0.17299999999999999,1,{"$f":"IFERROR(INDEX('SISPSN 2023'!H$3:H$442,MATCH($C447,'SISPSN 2023'!$J$3:$J$442,0)),\"\")","v":2023},{"$f":"IFERROR(INDEX('SISPSN 2023'!I$3:I$442,MATCH($C447,'SISPSN 2023'!$J$3:$J$442,0)),\"\")","v":"Sulawesi Tenggara"},{"$f":"IFERROR(INDEX('SISPSN 2023'!J$3:J$442,MATCH($C447,'SISPSN 2023'!$J$3:$J$442,0)),\"\")","v":"Kab. Buton"},{"$f":"IFERROR(INDEX('SISPSN 2023'!K$3:K$442,MATCH($C447,'SISPSN 2023'!$J$3:$J$442,0)),\"\")","v":15125.75},{"$f":"IFERROR(INDEX('SISPSN 2023'!L$3:L$442,MATCH($C447,'SISPSN 2023'!$J$3:$J$442,0)),\"\")","v":0},{"$f":"IFERROR(INDEX('SISPSN 2023'!M$3:M$442,MATCH($C447,'SISPSN 2023'!$J$3:$J$442,0)),\"\")","v":0},{"$f":"IFERROR(INDEX('SISPSN 2023'!N$3:N$442,MATCH($C447,'SISPSN 2023'!$J$3:$J$442,0)),\"\")","v":6504.3},{"$f":"IFERROR(INDEX('SISPSN 2023'!O$3:O$442,MATCH($C447,'SISPSN 2023'!$J$3:$J$442,0)),\"\")","v":43},{"$f":"IFERROR(INDEX('SISPSN 2023'!P$3:P$442,MATCH($C447,'SISPSN 2023'!$J$3:$J$442,0)),\"\")","v":6504.3},{"$f":"IFERROR(INDEX('SISPSN 2023'!Q$3:Q$442,MATCH($C447,'SISPSN 2023'!$J$3:$J$442,0)),\"\")","v":43},{"$f":"IFERROR(INDEX('SISPSN 2023'!R$3:R$442,MATCH($C447,'SISPSN 2023'!$J$3:$J$442,0)),\"\")","v":0},{"$f":"IFERROR(INDEX('SISPSN 2023'!S$3:S$442,MATCH($C447,'SISPSN 2023'!$J$3:$J$442,0)),\"\")","v":0},{"$f":"IFERROR(INDEX('SISPSN 2023'!T$3:T$442,MATCH($C447,'SISPSN 2023'!$J$3:$J$442,0)),\"\")","v":0},{"$f":"IFERROR(INDEX('SISPSN 2023'!U$3:U$442,MATCH($C447,'SISPSN 2023'!$J$3:$J$442,0)),\"\")","v":"P 2"},null,0.34473347441064894,0,0.14824057898677315,0.14824057898677315,0,0,{"$f":"IFERROR(PERCENTRANK(_xlfn._xlws.FILTER($AD$4:$AD$547,$AD$4:$AD$547<>\"\"),AD447),\"\")","v":""},0,0.53500000000000003,0]
["Sulawesi Tenggara","Sulawesi Tenggara","Kab. Buton Selatan",99580,2023,null,"Sulawesi Tenggara","Sulawesi Tenggara","Buton Selatan",64.930000000000007,64.989999999999995,65.44,0.105,1,{"$f":"IFERROR(INDEX('SISPSN 2023'!H$3:H$442,MATCH($C448,'SISPSN 2023'!$J$3:$J$442,0)),\"\")","v":2023},{"$f":"IFERROR(INDEX('SISPSN 2023'!I$3:I$442,MATCH($C448,'SISPSN 2023'!$J$3:$J$442,0)),\"\")","v":"Sulawesi Tenggara"},{"$f":"IFERROR(INDEX('SISPSN 2023'!J$3:J$442,MATCH($C448,'SISPSN 2023'!$J$3:$J$442,0)),\"\")","v":"Kab. Buton Selatan"},{"$f":"IFERROR(INDEX('SISPSN 2023'!K$3:K$442,MATCH($C448,'SISPSN 2023'!$J$3:$J$442,0)),\"\")","v":8527.64},{"$f":"IFERROR(INDEX('SISPSN 2023'!L$3:L$442,MATCH($C448,'SISPSN 2023'!$J$3:$J$442,0)),\"\")","v":0},{"$f":"IFERROR(INDEX('SISPSN 2023'!M$3:M$442,MATCH($C448,'SISPSN 2023'!$J$3:$J$442,0)),\"\")","v":0},{"$f":"IFERROR(INDEX('SISPSN 2023'!N$3:N$442,MATCH($C448,'SISPSN 2023'!$J$3:$J$442,0)),\"\")","v":1385.18},{"$f":"IFERROR(INDEX('SISPSN 2023'!O$3:O$442,MATCH($C448,'SISPSN 2023'!$J$3:$J$442,0)),\"\")","v":16.239999999999998},{"$f":"IFERROR(INDEX('SISPSN 2023'!P$3:P$442,MATCH($C448,'SISPSN 2023'!$J$3:$J$442,0)),\"\")","v":1385.18},{"$f":"IFERROR(INDEX('SISPSN 2023'!Q$3:Q$442,MATCH($C448,'SISPSN 2023'!$J$3:$J$442,0)),\"\")","v":16.239999999999998},{"$f":"IFERROR(INDEX('SISPSN 2023'!R$3:R$442,MATCH($C448,'SISPSN 2023'!$J$3:$J$442,0)),\"\")","v":0},{"$f":"IFERROR(INDEX('SISPSN 2023'!S$3:S$442,MATCH($C448,'SISPSN 2023'!$J$3:$J$442,0)),\"\")","v":0},{"$f":"IFERROR(INDEX('SISPSN 2023'!T$3:T$442,MATCH($C448,'SISPSN 2023'!$J$3:$J$442,0)),\"\")","v":0},{"$f":"IFERROR(INDEX('SISPSN 2023'!U$3:U$442,MATCH($C448,'SISPSN 2023'!$J$3:$J$442,0)),\"\")","v":"P 2"},null,0.23461937397342814,0,3.8110199825568757E-2,3.8110199825568757E-2,0,0,{"$f":"IFERROR(PERCENTRANK(_xlfn._xlws.FILTER($AD$4:$AD$547,$AD$4:$AD$547<>\"\"),AD448),\"\")","v":""},0,0.14899999999999999,0]
["Sulawesi Tenggara","Sulawesi Tenggara","Kab. Buton Tengah",119460,2023,null,"Sulawesi Tenggara","Sulawesi Tenggara","Buton Tengah",64.37,64.55,65.290000000000006,0.10100000000000001,1,{"$f":"IFERROR(INDEX('SISPSN 2023'!H$3:H$442,MATCH($C449,'SISPSN 2023'!$J$3:$J$442,0)),\"\")","v":2023},{"$f":"IFERROR(INDEX('SISPSN 2023'!I$3:I$442,MATCH($C449,'SISPSN 2023'!$J$3:$J$442,0)),\"\")","v":"Sulawesi Tenggara"},{"$f":"IFERROR(INDEX('SISPSN 2023'!J$3:J$442,MATCH($C449,'SISPSN 2023'!$J$3:$J$442,0)),\"\")","v":"Kab. Buton Tengah"},{"$f":"IFERROR(INDEX('SISPSN 2023'!K$3:K$442,MATCH($C449,'SISPSN 2023'!$J$3:$J$442,0)),\"\")","v":21952.01},{"$f":"IFERROR(INDEX('SISPSN 2023'!L$3:L$442,MATCH($C449,'SISPSN 2023'!$J$3:$J$442,0)),\"\")","v":0},{"$f":"IFERROR(INDEX('SISPSN 2023'!M$3:M$442,MATCH($C449,'SISPSN 2023'!$J$3:$J$442,0)),\"\")","v":0},{"$f":"IFERROR(INDEX('SISPSN 2023'!N$3:N$442,MATCH($C449,'SISPSN 2023'!$J$3:$J$442,0)),\"\")","v":6838.28},{"$f":"IFERROR(INDEX('SISPSN 2023'!O$3:O$442,MATCH($C449,'SISPSN 2023'!$J$3:$J$442,0)),\"\")","v":31.15},{"$f":"IFERROR(INDEX('SISPSN 2023'!P$3:P$442,MATCH($C449,'SISPSN 2023'!$J$3:$J$442,0)),\"\")","v":6838.28},{"$f":"IFERROR(INDEX('SISPSN 2023'!Q$3:Q$442,MATCH($C449,'SISPSN 2023'!$J$3:$J$442,0)),\"\")","v":31.15},{"$f":"IFERROR(INDEX('SISPSN 2023'!R$3:R$442,MATCH($C449,'SISPSN 2023'!$J$3:$J$442,0)),\"\")","v":0},{"$f":"IFERROR(INDEX('SISPSN 2023'!S$3:S$442,MATCH($C449,'SISPSN 2023'!$J$3:$J$442,0)),\"\")","v":0},{"$f":"IFERROR(INDEX('SISPSN 2023'!T$3:T$442,MATCH($C449,'SISPSN 2023'!$J$3:$J$442,0)),\"\")","v":0},{"$f":"IFERROR(INDEX('SISPSN 2023'!U$3:U$442,MATCH($C449,'SISPSN 2023'!$J$3:$J$442,0)),\"\")","v":"P 2"},null,0.50345298133839722,0,0.1568308529937229,0.1568308529937229,0,0,{"$f":"IFERROR(PERCENTRANK(_xlfn._xlws.FILTER($AD$4:$AD$547,$AD$4:$AD$547<>\"\"),AD449),\"\")","v":""},0,0.39200000000000002,0]
["Sulawesi Tenggara","Sulawesi Tenggara","Buton Utara",68950,2023,null,"Sulawesi Tenggara","Sulawesi Tenggara","Buton Utara",67.87,68.08,69,0.218,0,{"$f":"IFERROR(INDEX('SISPSN 2023'!H$3:H$442,MATCH($C450,'SISPSN 2023'!$J$3:$J$442,0)),\"\")","v":""},{"$f":"IFERROR(INDEX('SISPSN 2023'!I$3:I$442,MATCH($C450,'SISPSN 2023'!$J$3:$J$442,0)),\"\")","v":""},{"$f":"IFERROR(INDEX('SISPSN 2023'!J$3:J$442,MATCH($C450,'SISPSN 2023'!$J$3:$J$442,0)),\"\")","v":""},{"$f":"IFERROR(INDEX('SISPSN 2023'!K$3:K$442,MATCH($C450,'SISPSN 2023'!$J$3:$J$442,0)),\"\")","v":""},{"$f":"IFERROR(INDEX('SISPSN 2023'!L$3:L$442,MATCH($C450,'SISPSN 2023'!$J$3:$J$442,0)),\"\")","v":""},{"$f":"IFERROR(INDEX('SISPSN 2023'!M$3:M$442,MATCH($C450,'SISPSN 2023'!$J$3:$J$442,0)),\"\")","v":""},{"$f":"IFERROR(INDEX('SISPSN 2023'!N$3:N$442,MATCH($C450,'SISPSN 2023'!$J$3:$J$442,0)),\"\")","v":""},{"$f":"IFERROR(INDEX('SISPSN 2023'!O$3:O$442,MATCH($C450,'SISPSN 2023'!$J$3:$J$442,0)),\"\")","v":""},{"$f":"IFERROR(INDEX('SISPSN 2023'!P$3:P$442,MATCH($C450,'SISPSN 2023'!$J$3:$J$442,0)),\"\")","v":""},{"$f":"IFERROR(INDEX('SISPSN 2023'!Q$3:Q$442,MATCH($C450,'SISPSN 2023'!$J$3:$J$442,0)),\"\")","v":""},{"$f":"IFERROR(INDEX('SISPSN 2023'!R$3:R$442,MATCH($C450,'SISPSN 2023'!$J$3:$J$442,0)),\"\")","v":""},{"$f":"IFERROR(INDEX('SISPSN 2023'!S$3:S$442,MATCH($C450,'SISPSN 2023'!$J$3:$J$442,0)),\"\")","v":""},{"$f":"IFERROR(INDEX('SISPSN 2023'!T$3:T$442,MATCH($C450,'SISPSN 2023'!$J$3:$J$442,0)),\"\")","v":""},{"$f":"IFERROR(INDEX('SISPSN 2023'!U$3:U$442,MATCH($C450,'SISPSN 2023'!$J$3:$J$442,0)),\"\")","v":""},null,{"$error":"#VALUE!"},{"$error":"#VALUE!"},{"$error":"#VALUE!"},{"$error":"#VALUE!"},{"$error":"#VALUE!"},{"$error":"#VALUE!"},{"$f":"IFERROR(PERCENTRANK(_xlfn._xlws.FILTER($AD$4:$AD$547,$AD$4:$AD$547<>\"\"),AD450),\"\")","v":""},{"$error":"#VALUE!"},{"$error":"#VALUE!"},{"$error":"#VALUE!"}]
["Sulawesi Tenggara","Sulawesi Tenggara","Kab. Kolaka",245930,2023,null,"Sulawesi Tenggara","Sulawesi Tenggara","Kolaka",73.45,73.56,73.98,0.64900000000000002,1,{"$f":"IFERROR(INDEX('SISPSN 2023'!H$3:H$442,MATCH($C451,'SISPSN 2023'!$J$3:$J$442,0)),\"\")","v":2023},{"$f":"IFERROR(INDEX('SISPSN 2023'!I$3:I$442,MATCH($C451,'SISPSN 2023'!$J$3:$J$442,0)),\"\")","v":"Sulawesi Tenggara"},{"$f":"IFERROR(INDEX('SISPSN 2023'!J$3:J$442,MATCH($C451,'SISPSN 2023'!$J$3:$J$442,0)),\"\")","v":"Kab. Kolaka"},{"$f":"IFERROR(INDEX('SISPSN 2023'!K$3:K$442,MATCH($C451,'SISPSN 2023'!$J$3:$J$442,0)),\"\")","v":44297.57},{"$f":"IFERROR(INDEX('SISPSN 2023'!L$3:L$442,MATCH($C451,'SISPSN 2023'!$J$3:$J$442,0)),\"\")","v":3203.47},{"$f":"IFERROR(INDEX('SISPSN 2023'!M$3:M$442,MATCH($C451,'SISPSN 2023'!$J$3:$J$442,0)),\"\")","v":7.23},{"$f":"IFERROR(INDEX('SISPSN 2023'!N$3:N$442,MATCH($C451,'SISPSN 2023'!$J$3:$J$442,0)),\"\")","v":13369.95},{"$f":"IFERROR(INDEX('SISPSN 2023'!O$3:O$442,MATCH($C451,'SISPSN 2023'!$J$3:$J$442,0)),\"\")","v":30.18},{"$f":"IFERROR(INDEX('SISPSN 2023'!P$3:P$442,MATCH($C451,'SISPSN 2023'!$J$3:$J$442,0)),\"\")","v":16573.419999999998},{"$f":"IFERROR(INDEX('SISPSN 2023'!Q$3:Q$442,MATCH($C451,'SISPSN 2023'!$J$3:$J$442,0)),\"\")","v":37.409999999999997},{"$f":"IFERROR(INDEX('SISPSN 2023'!R$3:R$442,MATCH($C451,'SISPSN 2023'!$J$3:$J$442,0)),\"\")","v":3203.47},{"$f":"IFERROR(INDEX('SISPSN 2023'!S$3:S$442,MATCH($C451,'SISPSN 2023'!$J$3:$J$442,0)),\"\")","v":47.45},{"$f":"IFERROR(INDEX('SISPSN 2023'!T$3:T$442,MATCH($C451,'SISPSN 2023'!$J$3:$J$442,0)),\"\")","v":7.34},{"$f":"IFERROR(INDEX('SISPSN 2023'!U$3:U$442,MATCH($C451,'SISPSN 2023'!$J$3:$J$442,0)),\"\")","v":"P 2"},null,0.49348678680702662,3.5687513263881192E-2,0.14894482169723092,0.18463233496111209,3.5687513263881192E-2,5.2860570080917331E-4,{"$f":"IFERROR(PERCENTRANK(_xlfn._xlws.FILTER($AD$4:$AD$547,$AD$4:$AD$547<>\"\"),AD451),\"\")","v":""},0.47199999999999998,0.37,0.52200000000000002]
["Sulawesi Tenggara","Sulawesi Tenggara","Kab. Kolaka Timur",125770,2023,null,"Sulawesi Tenggara","Sulawesi Tenggara","Kolaka Timur",67.02,67.760000000000005,68.73,0.20799999999999999,1,{"$f":"IFERROR(INDEX('SISPSN 2023'!H$3:H$442,MATCH($C452,'SISPSN 2023'!$J$3:$J$442,0)),\"\")","v":2023},{"$f":"IFERROR(INDEX('SISPSN 2023'!I$3:I$442,MATCH($C452,'SISPSN 2023'!$J$3:$J$442,0)),\"\")","v":"Sulawesi Tenggara"},{"$f":"IFERROR(INDEX('SISPSN 2023'!J$3:J$442,MATCH($C452,'SISPSN 2023'!$J$3:$J$442,0)),\"\")","v":"Kab. Kolaka Timur"},{"$f":"IFERROR(INDEX('SISPSN 2023'!K$3:K$442,MATCH($C452,'SISPSN 2023'!$J$3:$J$442,0)),\"\")","v":20651.849999999999},{"$f":"IFERROR(INDEX('SISPSN 2023'!L$3:L$442,MATCH($C452,'SISPSN 2023'!$J$3:$J$442,0)),\"\")","v":910.23},{"$f":"IFERROR(INDEX('SISPSN 2023'!M$3:M$442,MATCH($C452,'SISPSN 2023'!$J$3:$J$442,0)),\"\")","v":4.41},{"$f":"IFERROR(INDEX('SISPSN 2023'!N$3:N$442,MATCH($C452,'SISPSN 2023'!$J$3:$J$442,0)),\"\")","v":1131.5},{"$f":"IFERROR(INDEX('SISPSN 2023'!O$3:O$442,MATCH($C452,'SISPSN 2023'!$J$3:$J$442,0)),\"\")","v":5.48},{"$f":"IFERROR(INDEX('SISPSN 2023'!P$3:P$442,MATCH($C452,'SISPSN 2023'!$J$3:$J$442,0)),\"\")","v":2041.73},{"$f":"IFERROR(INDEX('SISPSN 2023'!Q$3:Q$442,MATCH($C452,'SISPSN 2023'!$J$3:$J$442,0)),\"\")","v":9.89},{"$f":"IFERROR(INDEX('SISPSN 2023'!R$3:R$442,MATCH($C452,'SISPSN 2023'!$J$3:$J$442,0)),\"\")","v":883.67},{"$f":"IFERROR(INDEX('SISPSN 2023'!S$3:S$442,MATCH($C452,'SISPSN 2023'!$J$3:$J$442,0)),\"\")","v":0},{"$f":"IFERROR(INDEX('SISPSN 2023'!T$3:T$442,MATCH($C452,'SISPSN 2023'!$J$3:$J$442,0)),\"\")","v":4.28},{"$f":"IFERROR(INDEX('SISPSN 2023'!U$3:U$442,MATCH($C452,'SISPSN 2023'!$J$3:$J$442,0)),\"\")","v":"P 2"},null,0.4498720756850132,1.982810544579636E-2,2.46481672894967E-2,4.4476272735293067E-2,1.9249532469031858E-2,0,{"$f":"IFERROR(PERCENTRANK(_xlfn._xlws.FILTER($AD$4:$AD$547,$AD$4:$AD$547<>\"\"),AD452),\"\")","v":""},0.38100000000000001,2.4E-2,0.439]
["Sulawesi Tenggara","Sulawesi Tenggara","Kab. Kolaka Utara",145640,2023,null,"Sulawesi Tenggara","Sulawesi Tenggara","Kolaka Utara",69.31,69.5,70.39,{"$f":"PERCENTRANK($L$4:$L$548,L453)","v":0.315},{"$f":"IF(O453=\"\",0,1)","v":1},{"$f":"IFERROR(INDEX('SISPSN 2023'!H$3:H$442,MATCH($C453,'SISPSN 2023'!$J$3:$J$442,0)),\"\")","v":2023},{"$f":"IFERROR(INDEX('SISPSN 2023'!I$3:I$442,MATCH($C453,'SISPSN 2023'!$J$3:$J$442,0)),\"\")","v":"Sulawesi Tenggara"},{"$f":"IFERROR(INDEX('SISPSN 2023'!J$3:J$442,MATCH($C453,'SISPSN 2023'!$J$3:$J$442,0)),\"\")","v":"Kab. Kolaka Utara"},{"$f":"IFERROR(INDEX('SISPSN 2023'!K$3:K$442,MATCH($C453,'SISPSN 2023'!$J$3:$J$442,0)),\"\")","v":20608.05},{"$f":"IFERROR(INDEX('SISPSN 2023'!L$3:L$442,MATCH($C453,'SISPSN 2023'!$J$3:$J$442,0)),\"\")","v":1199.51},{"$f":"IFERROR(INDEX('SISPSN 2023'!M$3:M$442,MATCH($C453,'SISPSN 2023'!$J$3:$J$442,0)),\"\")","v":5.82},{"$f":"IFERROR(INDEX('SISPSN 2023'!N$3:N$442,MATCH($C453,'SISPSN 2023'!$J$3:$J$442,0)),\"\")","v":5574.35},{"$f":"IFERROR(INDEX('SISPSN 2023'!O$3:O$442,MATCH($C453,'SISPSN 2023'!$J$3:$J$442,0)),\"\")","v":27.05},{"$f":"IFERROR(INDEX('SISPSN 2023'!P$3:P$442,MATCH($C453,'SISPSN 2023'!$J$3:$J$442,0)),\"\")","v":6773.87},{"$f":"IFERROR(INDEX('SISPSN 2023'!Q$3:Q$442,MATCH($C453,'SISPSN 2023'!$J$3:$J$442,0)),\"\")","v":32.869999999999997},{"$f":"IFERROR(INDEX('SISPSN 2023'!R$3:R$442,MATCH($C453,'SISPSN 2023'!$J$3:$J$442,0)),\"\")","v":570.49},{"$f":"IFERROR(INDEX('SISPSN 2023'!S$3:S$442,MATCH($C453,'SISPSN 2023'!$J$3:$J$442,0)),\"\")","v":1924.35},{"$f":"IFERROR(INDEX('SISPSN 2023'!T$3:T$442,MATCH($C453,'SISPSN 2023'!$J$3:$J$442,0)),\"\")","v":12.11},{"$f":"IFERROR(INDEX('SISPSN 2023'!U$3:U$442,MATCH($C453,'SISPSN 2023'!$J$3:$J$442,0)),\"\")","v":"P 2"},null,0.38767104476039627,2.2564740230179122E-2,0.10486261865436637,0.12742754700086156,1.0731847716079806E-2,3.620016328496236E-2,{"$f":"IFERROR(PERCENTRANK(_xlfn._xlws.FILTER($AD$4:$AD$547,$AD$4:$AD$547<>\"\"),AD453),\"\")","v":""},{"$f":"IF(ISBLANK(T453),\"\",PERCENTRANK($T$4:$T$547,T453))","v":0.436},{"$f":"IF(ISBLANK(V453),\"\",PERCENTRANK($V$4:$V$547,V453))","v":0.32300000000000001},{"$f":"IF(ISBLANK(AA453),\"\",PERCENTRANK($AA$4:$AA$547,AA453))","v":0.61799999999999999}]
["Sulawesi Tenggara","Sulawesi Tenggara","Kab. Konawe",269520,2023,null,"Sulawesi Tenggara","Sulawesi Tenggara","Konawe",71.349999999999994,71.48,72.040000000000006,0.45700000000000002,1,{"$f":"IFERROR(INDEX('SISPSN 2023'!H$3:H$442,MATCH($C454,'SISPSN 2023'!$J$3:$J$442,0)),\"\")","v":2023},{"$f":"IFERROR(INDEX('SISPSN 2023'!I$3:I$442,MATCH($C454,'SISPSN 2023'!$J$3:$J$442,0)),\"\")","v":"Sulawesi Tenggara"},{"$f":"IFERROR(INDEX('SISPSN 2023'!J$3:J$442,MATCH($C454,'SISPSN 2023'!$J$3:$J$442,0)),\"\")","v":"Kab. Konawe"},{"$f":"IFERROR(INDEX('SISPSN 2023'!K$3:K$442,MATCH($C454,'SISPSN 2023'!$J$3:$J$442,0)),\"\")","v":38879.65},{"$f":"IFERROR(INDEX('SISPSN 2023'!L$3:L$442,MATCH($C454,'SISPSN 2023'!$J$3:$J$442,0)),\"\")","v":0},{"$f":"IFERROR(INDEX('SISPSN 2023'!M$3:M$442,MATCH($C454,'SISPSN 2023'!$J$3:$J$442,0)),\"\")","v":0},{"$f":"IFERROR(INDEX('SISPSN 2023'!N$3:N$442,MATCH($C454,'SISPSN 2023'!$J$3:$J$442,0)),\"\")","v":6504.3},{"$f":"IFERROR(INDEX('SISPSN 2023'!O$3:O$442,MATCH($C454,'SISPSN 2023'!$J$3:$J$442,0)),\"\")","v":16.73},{"$f":"IFERROR(INDEX('SISPSN 2023'!P$3:P$442,MATCH($C454,'SISPSN 2023'!$J$3:$J$442,0)),\"\")","v":6504.3},{"$f":"IFERROR(INDEX('SISPSN 2023'!Q$3:Q$442,MATCH($C454,'SISPSN 2023'!$J$3:$J$442,0)),\"\")","v":16.73},{"$f":"IFERROR(INDEX('SISPSN 2023'!R$3:R$442,MATCH($C454,'SISPSN 2023'!$J$3:$J$442,0)),\"\")","v":0},{"$f":"IFERROR(INDEX('SISPSN 2023'!S$3:S$442,MATCH($C454,'SISPSN 2023'!$J$3:$J$442,0)),\"\")","v":0},{"$f":"IFERROR(INDEX('SISPSN 2023'!T$3:T$442,MATCH($C454,'SISPSN 2023'!$J$3:$J$442,0)),\"\")","v":0},{"$f":"IFERROR(INDEX('SISPSN 2023'!U$3:U$442,MATCH($C454,'SISPSN 2023'!$J$3:$J$442,0)),\"\")","v":"P 2"},null,0.39521960908687992,0,6.6117542297417634E-2,6.6117542297417634E-2,0,0,{"$f":"IFERROR(PERCENTRANK(_xlfn._xlws.FILTER($AD$4:$AD$547,$AD$4:$AD$547<>\"\"),AD454),\"\")","v":""},0,0.16200000000000001,0]
["Sulawesi Tenggara","Sulawesi Tenggara","Konawe Kepulauan",39000,2023,null,"Sulawesi Tenggara","Sulawesi Tenggara","Konawe Kepulauan",65.41,65.73,66.69,0.14799999999999999,0,{"$f":"IFERROR(INDEX('SISPSN 2023'!H$3:H$442,MATCH($C455,'SISPSN 2023'!$J$3:$J$442,0)),\"\")","v":""},{"$f":"IFERROR(INDEX('SISPSN 2023'!I$3:I$442,MATCH($C455,'SISPSN 2023'!$J$3:$J$442,0)),\"\")","v":""},{"$f":"IFERROR(INDEX('SISPSN 2023'!J$3:J$442,MATCH($C455,'SISPSN 2023'!$J$3:$J$442,0)),\"\")","v":""},{"$f":"IFERROR(INDEX('SISPSN 2023'!K$3:K$442,MATCH($C455,'SISPSN 2023'!$J$3:$J$442,0)),\"\")","v":""},{"$f":"IFERROR(INDEX('SISPSN 2023'!L$3:L$442,MATCH($C455,'SISPSN 2023'!$J$3:$J$442,0)),\"\")","v":""},{"$f":"IFERROR(INDEX('SISPSN 2023'!M$3:M$442,MATCH($C455,'SISPSN 2023'!$J$3:$J$442,0)),\"\")","v":""},{"$f":"IFERROR(INDEX('SISPSN 2023'!N$3:N$442,MATCH($C455,'SISPSN 2023'!$J$3:$J$442,0)),\"\")","v":""},{"$f":"IFERROR(INDEX('SISPSN 2023'!O$3:O$442,MATCH($C455,'SISPSN 2023'!$J$3:$J$442,0)),\"\")","v":""},{"$f":"IFERROR(INDEX('SISPSN 2023'!P$3:P$442,MATCH($C455,'SISPSN 2023'!$J$3:$J$442,0)),\"\")","v":""},{"$f":"IFERROR(INDEX('SISPSN 2023'!Q$3:Q$442,MATCH($C455,'SISPSN 2023'!$J$3:$J$442,0)),\"\")","v":""},{"$f":"IFERROR(INDEX('SISPSN 2023'!R$3:R$442,MATCH($C455,'SISPSN 2023'!$J$3:$J$442,0)),\"\")","v":""},{"$f":"IFERROR(INDEX('SISPSN 2023'!S$3:S$442,MATCH($C455,'SISPSN 2023'!$J$3:$J$442,0)),\"\")","v":""},{"$f":"IFERROR(INDEX('SISPSN 2023'!T$3:T$442,MATCH($C455,'SISPSN 2023'!$J$3:$J$442,0)),\"\")","v":""},{"$f":"IFERROR(INDEX('SISPSN 2023'!U$3:U$442,MATCH($C455,'SISPSN 2023'!$J$3:$J$442,0)),\"\")","v":""},null,{"$error":"#VALUE!"},{"$error":"#VALUE!"},{"$error":"#VALUE!"},{"$error":"#VALUE!"},{"$error":"#VALUE!"},{"$error":"#VALUE!"},{"$f":"IFERROR(PERCENTRANK(_xlfn._xlws.FILTER($AD$4:$AD$547,$AD$4:$AD$547<>\"\"),AD455),\"\")","v":""},{"$error":"#VALUE!"},{"$error":"#VALUE!"},{"$error":"#VALUE!"}]
["Sulawesi Tenggara","Sulawesi Tenggara","Kab. Konawe Selatan",323790,2023,null,"Sulawesi Tenggara","Sulawesi Tenggara","Konawe Selatan",68.2,68.58,69.36,0.23899999999999999,1,{"$f":"IFERROR(INDEX('SISPSN 2023'!H$3:H$442,MATCH($C456,'SISPSN 2023'!$J$3:$J$442,0)),\"\")","v":2023},{"$f":"IFERROR(INDEX('SISPSN 2023'!I$3:I$442,MATCH($C456,'SISPSN 2023'!$J$3:$J$442,0)),\"\")","v":"Sulawesi Tenggara"},{"$f":"IFERROR(INDEX('SISPSN 2023'!J$3:J$442,MATCH($C456,'SISPSN 2023'!$J$3:$J$442,0)),\"\")","v":"Kab. Konawe Selatan"},{"$f":"IFERROR(INDEX('SISPSN 2023'!K$3:K$442,MATCH($C456,'SISPSN 2023'!$J$3:$J$442,0)),\"\")","v":58937.65},{"$f":"IFERROR(INDEX('SISPSN 2023'!L$3:L$442,MATCH($C456,'SISPSN 2023'!$J$3:$J$442,0)),\"\")","v":0},{"$f":"IFERROR(INDEX('SISPSN 2023'!M$3:M$442,MATCH($C456,'SISPSN 2023'!$J$3:$J$442,0)),\"\")","v":0},{"$f":"IFERROR(INDEX('SISPSN 2023'!N$3:N$442,MATCH($C456,'SISPSN 2023'!$J$3:$J$442,0)),\"\")","v":11544.95},{"$f":"IFERROR(INDEX('SISPSN 2023'!O$3:O$442,MATCH($C456,'SISPSN 2023'!$J$3:$J$442,0)),\"\")","v":19.59},{"$f":"IFERROR(INDEX('SISPSN 2023'!P$3:P$442,MATCH($C456,'SISPSN 2023'!$J$3:$J$442,0)),\"\")","v":11544.95},{"$f":"IFERROR(INDEX('SISPSN 2023'!Q$3:Q$442,MATCH($C456,'SISPSN 2023'!$J$3:$J$442,0)),\"\")","v":19.59},{"$f":"IFERROR(INDEX('SISPSN 2023'!R$3:R$442,MATCH($C456,'SISPSN 2023'!$J$3:$J$442,0)),\"\")","v":0},{"$f":"IFERROR(INDEX('SISPSN 2023'!S$3:S$442,MATCH($C456,'SISPSN 2023'!$J$3:$J$442,0)),\"\")","v":0},{"$f":"IFERROR(INDEX('SISPSN 2023'!T$3:T$442,MATCH($C456,'SISPSN 2023'!$J$3:$J$442,0)),\"\")","v":0},{"$f":"IFERROR(INDEX('SISPSN 2023'!U$3:U$442,MATCH($C456,'SISPSN 2023'!$J$3:$J$442,0)),\"\")","v":"P 2"},null,0.4986967284308661,0,9.7686772290682233E-2,9.7686772290682233E-2,0,0,{"$f":"IFERROR(PERCENTRANK(_xlfn._xlws.FILTER($AD$4:$AD$547,$AD$4:$AD$547<>\"\"),AD456),\"\")","v":""},0,0.21199999999999999,0]
["Sulawesi Tenggara","Sulawesi Tenggara","Kab. Konawe Utara",72250,2023,null,"Sulawesi Tenggara","Sulawesi Tenggara","Konawe Utara",69.86,70.23,71.099999999999994,0.373,1,{"$f":"IFERROR(INDEX('SISPSN 2023'!H$3:H$442,MATCH($C457,'SISPSN 2023'!$J$3:$J$442,0)),\"\")","v":2023},{"$f":"IFERROR(INDEX('SISPSN 2023'!I$3:I$442,MATCH($C457,'SISPSN 2023'!$J$3:$J$442,0)),\"\")","v":"Sulawesi Tenggara"},{"$f":"IFERROR(INDEX('SISPSN 2023'!J$3:J$442,MATCH($C457,'SISPSN 2023'!$J$3:$J$442,0)),\"\")","v":"Kab. Konawe Utara"},{"$f":"IFERROR(INDEX('SISPSN 2023'!K$3:K$442,MATCH($C457,'SISPSN 2023'!$J$3:$J$442,0)),\"\")","v":10265.84},{"$f":"IFERROR(INDEX('SISPSN 2023'!L$3:L$442,MATCH($C457,'SISPSN 2023'!$J$3:$J$442,0)),\"\")","v":0},{"$f":"IFERROR(INDEX('SISPSN 2023'!M$3:M$442,MATCH($C457,'SISPSN 2023'!$J$3:$J$442,0)),\"\")","v":0},{"$f":"IFERROR(INDEX('SISPSN 2023'!N$3:N$442,MATCH($C457,'SISPSN 2023'!$J$3:$J$442,0)),\"\")","v":722.7},{"$f":"IFERROR(INDEX('SISPSN 2023'!O$3:O$442,MATCH($C457,'SISPSN 2023'!$J$3:$J$442,0)),\"\")","v":7.04},{"$f":"IFERROR(INDEX('SISPSN 2023'!P$3:P$442,MATCH($C457,'SISPSN 2023'!$J$3:$J$442,0)),\"\")","v":722.7},{"$f":"IFERROR(INDEX('SISPSN 2023'!Q$3:Q$442,MATCH($C457,'SISPSN 2023'!$J$3:$J$442,0)),\"\")","v":7.04},{"$f":"IFERROR(INDEX('SISPSN 2023'!R$3:R$442,MATCH($C457,'SISPSN 2023'!$J$3:$J$442,0)),\"\")","v":0},{"$f":"IFERROR(INDEX('SISPSN 2023'!S$3:S$442,MATCH($C457,'SISPSN 2023'!$J$3:$J$442,0)),\"\")","v":0},{"$f":"IFERROR(INDEX('SISPSN 2023'!T$3:T$442,MATCH($C457,'SISPSN 2023'!$J$3:$J$442,0)),\"\")","v":0},{"$f":"IFERROR(INDEX('SISPSN 2023'!U$3:U$442,MATCH($C457,'SISPSN 2023'!$J$3:$J$442,0)),\"\")","v":"P 2"},null,0.38928150921932025,0,2.7404844290657437E-2,2.7404844290657437E-2,0,0,{"$f":"IFERROR(PERCENTRANK(_xlfn._xlws.FILTER($AD$4:$AD$547,$AD$4:$AD$547<>\"\"),AD457),\"\")","v":""},0,3.7999999999999999E-2,0]
["Sulawesi Tenggara","Sulawesi Tenggara","Kota Bau Bau",166150,2023,null,"Sulawesi Tenggara","Sulawesi Tenggara","Kota Baubau",75.900000000000006,76.260000000000005,76.67,0.81,1,{"$f":"IFERROR(INDEX('SISPSN 2023'!H$3:H$442,MATCH($C458,'SISPSN 2023'!$J$3:$J$442,0)),\"\")","v":2023},{"$f":"IFERROR(INDEX('SISPSN 2023'!I$3:I$442,MATCH($C458,'SISPSN 2023'!$J$3:$J$442,0)),\"\")","v":"Sulawesi Tenggara"},{"$f":"IFERROR(INDEX('SISPSN 2023'!J$3:J$442,MATCH($C458,'SISPSN 2023'!$J$3:$J$442,0)),\"\")","v":"Kota Bau Bau"},{"$f":"IFERROR(INDEX('SISPSN 2023'!K$3:K$442,MATCH($C458,'SISPSN 2023'!$J$3:$J$442,0)),\"\")","v":32850},{"$f":"IFERROR(INDEX('SISPSN 2023'!L$3:L$442,MATCH($C458,'SISPSN 2023'!$J$3:$J$442,0)),\"\")","v":3633.45},{"$f":"IFERROR(INDEX('SISPSN 2023'!M$3:M$442,MATCH($C458,'SISPSN 2023'!$J$3:$J$442,0)),\"\")","v":11.06},{"$f":"IFERROR(INDEX('SISPSN 2023'!N$3:N$442,MATCH($C458,'SISPSN 2023'!$J$3:$J$442,0)),\"\")","v":28835},{"$f":"IFERROR(INDEX('SISPSN 2023'!O$3:O$442,MATCH($C458,'SISPSN 2023'!$J$3:$J$442,0)),\"\")","v":87.78},{"$f":"IFERROR(INDEX('SISPSN 2023'!P$3:P$442,MATCH($C458,'SISPSN 2023'!$J$3:$J$442,0)),\"\")","v":32468.45},{"$f":"IFERROR(INDEX('SISPSN 2023'!Q$3:Q$442,MATCH($C458,'SISPSN 2023'!$J$3:$J$442,0)),\"\")","v":98.84},{"$f":"IFERROR(INDEX('SISPSN 2023'!R$3:R$442,MATCH($C458,'SISPSN 2023'!$J$3:$J$442,0)),\"\")","v":3559.12},{"$f":"IFERROR(INDEX('SISPSN 2023'!S$3:S$442,MATCH($C458,'SISPSN 2023'!$J$3:$J$442,0)),\"\")","v":0},{"$f":"IFERROR(INDEX('SISPSN 2023'!T$3:T$442,MATCH($C458,'SISPSN 2023'!$J$3:$J$442,0)),\"\")","v":10.83},{"$f":"IFERROR(INDEX('SISPSN 2023'!U$3:U$442,MATCH($C458,'SISPSN 2023'!$J$3:$J$442,0)),\"\")","v":"P 2"},null,0.5416792055371652,5.991367760605823E-2,0.47547396930484503,0.53538764691090324,5.8688015038399863E-2,0,{"$f":"IFERROR(PERCENTRANK(_xlfn._xlws.FILTER($AD$4:$AD$547,$AD$4:$AD$547<>\"\"),AD458),\"\")","v":""},0.55800000000000005,0.98599999999999999,0.59099999999999997]
["Sulawesi Tenggara","Sulawesi Tenggara","Kota Kendari",364220,2023,null,"Sulawesi Tenggara","Sulawesi Tenggara","Kota Kendari",83.53,84.15,84.51,0.98899999999999999,1,{"$f":"IFERROR(INDEX('SISPSN 2023'!H$3:H$442,MATCH($C459,'SISPSN 2023'!$J$3:$J$442,0)),\"\")","v":2023},{"$f":"IFERROR(INDEX('SISPSN 2023'!I$3:I$442,MATCH($C459,'SISPSN 2023'!$J$3:$J$442,0)),\"\")","v":"Sulawesi Tenggara"},{"$f":"IFERROR(INDEX('SISPSN 2023'!J$3:J$442,MATCH($C459,'SISPSN 2023'!$J$3:$J$442,0)),\"\")","v":"Kota Kendari"},{"$f":"IFERROR(INDEX('SISPSN 2023'!K$3:K$442,MATCH($C459,'SISPSN 2023'!$J$3:$J$442,0)),\"\")","v":88420.76},{"$f":"IFERROR(INDEX('SISPSN 2023'!L$3:L$442,MATCH($C459,'SISPSN 2023'!$J$3:$J$442,0)),\"\")","v":3760.52},{"$f":"IFERROR(INDEX('SISPSN 2023'!M$3:M$442,MATCH($C459,'SISPSN 2023'!$J$3:$J$442,0)),\"\")","v":4.25},{"$f":"IFERROR(INDEX('SISPSN 2023'!N$3:N$442,MATCH($C459,'SISPSN 2023'!$J$3:$J$442,0)),\"\")","v":73645.05},{"$f":"IFERROR(INDEX('SISPSN 2023'!O$3:O$442,MATCH($C459,'SISPSN 2023'!$J$3:$J$442,0)),\"\")","v":83.29},{"$f":"IFERROR(INDEX('SISPSN 2023'!P$3:P$442,MATCH($C459,'SISPSN 2023'!$J$3:$J$442,0)),\"\")","v":77405.570000000007},{"$f":"IFERROR(INDEX('SISPSN 2023'!Q$3:Q$442,MATCH($C459,'SISPSN 2023'!$J$3:$J$442,0)),\"\")","v":87.54},{"$f":"IFERROR(INDEX('SISPSN 2023'!R$3:R$442,MATCH($C459,'SISPSN 2023'!$J$3:$J$442,0)),\"\")","v":3737.73},{"$f":"IFERROR(INDEX('SISPSN 2023'!S$3:S$442,MATCH($C459,'SISPSN 2023'!$J$3:$J$442,0)),\"\")","v":645.04999999999995},{"$f":"IFERROR(INDEX('SISPSN 2023'!T$3:T$442,MATCH($C459,'SISPSN 2023'!$J$3:$J$442,0)),\"\")","v":4.96},{"$f":"IFERROR(INDEX('SISPSN 2023'!U$3:U$442,MATCH($C459,'SISPSN 2023'!$J$3:$J$442,0)),\"\")","v":"P 2"},null,0.66511629656319415,2.8287283840942139E-2,0.55397084255113016,0.5822581263920722,2.8115853507175777E-2,4.8521780077222633E-3,{"$f":"IFERROR(PERCENTRANK(_xlfn._xlws.FILTER($AD$4:$AD$547,$AD$4:$AD$547<>\"\"),AD459),\"\")","v":""},0.375,0.96099999999999997,0.45500000000000002]
["Sulawesi Tenggara","Sulawesi Tenggara","Kab. Muna",224690,2023,null,"Sulawesi Tenggara","Sulawesi Tenggara","Muna",69.02,69.17,69.61,0.255,1,{"$f":"IFERROR(INDEX('SISPSN 2023'!H$3:H$442,MATCH($C460,'SISPSN 2023'!$J$3:$J$442,0)),\"\")","v":2023},{"$f":"IFERROR(INDEX('SISPSN 2023'!I$3:I$442,MATCH($C460,'SISPSN 2023'!$J$3:$J$442,0)),\"\")","v":"Sulawesi Tenggara"},{"$f":"IFERROR(INDEX('SISPSN 2023'!J$3:J$442,MATCH($C460,'SISPSN 2023'!$J$3:$J$442,0)),\"\")","v":"Kab. Muna"},{"$f":"IFERROR(INDEX('SISPSN 2023'!K$3:K$442,MATCH($C460,'SISPSN 2023'!$J$3:$J$442,0)),\"\")","v":34351.61},{"$f":"IFERROR(INDEX('SISPSN 2023'!L$3:L$442,MATCH($C460,'SISPSN 2023'!$J$3:$J$442,0)),\"\")","v":587.92999999999995},{"$f":"IFERROR(INDEX('SISPSN 2023'!M$3:M$442,MATCH($C460,'SISPSN 2023'!$J$3:$J$442,0)),\"\")","v":1.71},{"$f":"IFERROR(INDEX('SISPSN 2023'!N$3:N$442,MATCH($C460,'SISPSN 2023'!$J$3:$J$442,0)),\"\")","v":6504.3},{"$f":"IFERROR(INDEX('SISPSN 2023'!O$3:O$442,MATCH($C460,'SISPSN 2023'!$J$3:$J$442,0)),\"\")","v":18.93},{"$f":"IFERROR(INDEX('SISPSN 2023'!P$3:P$442,MATCH($C460,'SISPSN 2023'!$J$3:$J$442,0)),\"\")","v":7092.23},{"$f":"IFERROR(INDEX('SISPSN 2023'!Q$3:Q$442,MATCH($C460,'SISPSN 2023'!$J$3:$J$442,0)),\"\")","v":20.65},{"$f":"IFERROR(INDEX('SISPSN 2023'!R$3:R$442,MATCH($C460,'SISPSN 2023'!$J$3:$J$442,0)),\"\")","v":239.08},{"$f":"IFERROR(INDEX('SISPSN 2023'!S$3:S$442,MATCH($C460,'SISPSN 2023'!$J$3:$J$442,0)),\"\")","v":0},{"$f":"IFERROR(INDEX('SISPSN 2023'!T$3:T$442,MATCH($C460,'SISPSN 2023'!$J$3:$J$442,0)),\"\")","v":0.7},{"$f":"IFERROR(INDEX('SISPSN 2023'!U$3:U$442,MATCH($C460,'SISPSN 2023'!$J$3:$J$442,0)),\"\")","v":"P 2"},null,0.41886154256976282,7.1688420636773836E-3,7.9309270550536298E-2,8.6478112614213676E-2,2.9151884758117268E-3,0,{"$f":"IFERROR(PERCENTRANK(_xlfn._xlws.FILTER($AD$4:$AD$547,$AD$4:$AD$547<>\"\"),AD460),\"\")","v":""},0.29199999999999998,0.19600000000000001,0.27600000000000002]
["Sulawesi Tenggara","Sulawesi Tenggara","Kab. Muna Barat",89290,2023,null,"Sulawesi Tenggara","Sulawesi Tenggara","Muna Barat",65.08,65.48,66.209999999999994,0.13100000000000001,1,{"$f":"IFERROR(INDEX('SISPSN 2023'!H$3:H$442,MATCH($C461,'SISPSN 2023'!$J$3:$J$442,0)),\"\")","v":2023},{"$f":"IFERROR(INDEX('SISPSN 2023'!I$3:I$442,MATCH($C461,'SISPSN 2023'!$J$3:$J$442,0)),\"\")","v":"Sulawesi Tenggara"},{"$f":"IFERROR(INDEX('SISPSN 2023'!J$3:J$442,MATCH($C461,'SISPSN 2023'!$J$3:$J$442,0)),\"\")","v":"Kab. Muna Barat"},{"$f":"IFERROR(INDEX('SISPSN 2023'!K$3:K$442,MATCH($C461,'SISPSN 2023'!$J$3:$J$442,0)),\"\")","v":13035.61},{"$f":"IFERROR(INDEX('SISPSN 2023'!L$3:L$442,MATCH($C461,'SISPSN 2023'!$J$3:$J$442,0)),\"\")","v":0},{"$f":"IFERROR(INDEX('SISPSN 2023'!M$3:M$442,MATCH($C461,'SISPSN 2023'!$J$3:$J$442,0)),\"\")","v":0},{"$f":"IFERROR(INDEX('SISPSN 2023'!N$3:N$442,MATCH($C461,'SISPSN 2023'!$J$3:$J$442,0)),\"\")","v":1445.4},{"$f":"IFERROR(INDEX('SISPSN 2023'!O$3:O$442,MATCH($C461,'SISPSN 2023'!$J$3:$J$442,0)),\"\")","v":11.09},{"$f":"IFERROR(INDEX('SISPSN 2023'!P$3:P$442,MATCH($C461,'SISPSN 2023'!$J$3:$J$442,0)),\"\")","v":1445.4},{"$f":"IFERROR(INDEX('SISPSN 2023'!Q$3:Q$442,MATCH($C461,'SISPSN 2023'!$J$3:$J$442,0)),\"\")","v":11.09},{"$f":"IFERROR(INDEX('SISPSN 2023'!R$3:R$442,MATCH($C461,'SISPSN 2023'!$J$3:$J$442,0)),\"\")","v":0},{"$f":"IFERROR(INDEX('SISPSN 2023'!S$3:S$442,MATCH($C461,'SISPSN 2023'!$J$3:$J$442,0)),\"\")","v":0},{"$f":"IFERROR(INDEX('SISPSN 2023'!T$3:T$442,MATCH($C461,'SISPSN 2023'!$J$3:$J$442,0)),\"\")","v":0},{"$f":"IFERROR(INDEX('SISPSN 2023'!U$3:U$442,MATCH($C461,'SISPSN 2023'!$J$3:$J$442,0)),\"\")","v":"P 2"},null,0.39997760107514835,0,4.4349871206182105E-2,4.4349871206182105E-2,0,0,{"$f":"IFERROR(PERCENTRANK(_xlfn._xlws.FILTER($AD$4:$AD$547,$AD$4:$AD$547<>\"\"),AD461),\"\")","v":""},0,7.3999999999999996E-2,0]
["Sulawesi Tenggara","Sulawesi Tenggara","Kab. Wakatobi",116450,2023,null,"Sulawesi Tenggara","Sulawesi Tenggara","Wakatobi",69.48,69.87,70.849999999999994,0.35399999999999998,1,{"$f":"IFERROR(INDEX('SISPSN 2023'!H$3:H$442,MATCH($C462,'SISPSN 2023'!$J$3:$J$442,0)),\"\")","v":2023},{"$f":"IFERROR(INDEX('SISPSN 2023'!I$3:I$442,MATCH($C462,'SISPSN 2023'!$J$3:$J$442,0)),\"\")","v":"Sulawesi Tenggara"},{"$f":"IFERROR(INDEX('SISPSN 2023'!J$3:J$442,MATCH($C462,'SISPSN 2023'!$J$3:$J$442,0)),\"\")","v":"Kab. Wakatobi"},{"$f":"IFERROR(INDEX('SISPSN 2023'!K$3:K$442,MATCH($C462,'SISPSN 2023'!$J$3:$J$442,0)),\"\")","v":30054.47},{"$f":"IFERROR(INDEX('SISPSN 2023'!L$3:L$442,MATCH($C462,'SISPSN 2023'!$J$3:$J$442,0)),\"\")","v":0},{"$f":"IFERROR(INDEX('SISPSN 2023'!M$3:M$442,MATCH($C462,'SISPSN 2023'!$J$3:$J$442,0)),\"\")","v":0},{"$f":"IFERROR(INDEX('SISPSN 2023'!N$3:N$442,MATCH($C462,'SISPSN 2023'!$J$3:$J$442,0)),\"\")","v":12654.55},{"$f":"IFERROR(INDEX('SISPSN 2023'!O$3:O$442,MATCH($C462,'SISPSN 2023'!$J$3:$J$442,0)),\"\")","v":42.11},{"$f":"IFERROR(INDEX('SISPSN 2023'!P$3:P$442,MATCH($C462,'SISPSN 2023'!$J$3:$J$442,0)),\"\")","v":12654.55},{"$f":"IFERROR(INDEX('SISPSN 2023'!Q$3:Q$442,MATCH($C462,'SISPSN 2023'!$J$3:$J$442,0)),\"\")","v":42.11},{"$f":"IFERROR(INDEX('SISPSN 2023'!R$3:R$442,MATCH($C462,'SISPSN 2023'!$J$3:$J$442,0)),\"\")","v":0},{"$f":"IFERROR(INDEX('SISPSN 2023'!S$3:S$442,MATCH($C462,'SISPSN 2023'!$J$3:$J$442,0)),\"\")","v":7.3},{"$f":"IFERROR(INDEX('SISPSN 2023'!T$3:T$442,MATCH($C462,'SISPSN 2023'!$J$3:$J$442,0)),\"\")","v":0.02},{"$f":"IFERROR(INDEX('SISPSN 2023'!U$3:U$442,MATCH($C462,'SISPSN 2023'!$J$3:$J$442,0)),\"\")","v":"P 2"},null,0.70709329067093296,0,0.2977243452125376,0.2977243452125376,0,1.7174753112924002E-4,{"$f":"IFERROR(PERCENTRANK(_xlfn._xlws.FILTER($AD$4:$AD$547,$AD$4:$AD$547<>\"\"),AD462),\"\")","v":""},0,0.52700000000000002,0.17100000000000001]
["Sulawesi Tenggara","total","total",2749010,2023,null,"Sulawesi Tenggara","total","Sulawesi Tenggara",71.45,71.66,72.23,0.47,0,{"$f":"IFERROR(INDEX('SISPSN 2023'!H$3:H$442,MATCH($C463,'SISPSN 2023'!$J$3:$J$442,0)),\"\")","v":""},{"$f":"IFERROR(INDEX('SISPSN 2023'!I$3:I$442,MATCH($C463,'SISPSN 2023'!$J$3:$J$442,0)),\"\")","v":""},{"$f":"IFERROR(INDEX('SISPSN 2023'!J$3:J$442,MATCH($C463,'SISPSN 2023'!$J$3:$J$442,0)),\"\")","v":""},{"$f":"IFERROR(INDEX('SISPSN 2023'!K$3:K$442,MATCH($C463,'SISPSN 2023'!$J$3:$J$442,0)),\"\")","v":""},{"$f":"IFERROR(INDEX('SISPSN 2023'!L$3:L$442,MATCH($C463,'SISPSN 2023'!$J$3:$J$442,0)),\"\")","v":""},{"$f":"IFERROR(INDEX('SISPSN 2023'!M$3:M$442,MATCH($C463,'SISPSN 2023'!$J$3:$J$442,0)),\"\")","v":""},{"$f":"IFERROR(INDEX('SISPSN 2023'!N$3:N$442,MATCH($C463,'SISPSN 2023'!$J$3:$J$442,0)),\"\")","v":""},{"$f":"IFERROR(INDEX('SISPSN 2023'!O$3:O$442,MATCH($C463,'SISPSN 2023'!$J$3:$J$442,0)),\"\")","v":""},{"$f":"IFERROR(INDEX('SISPSN 2023'!P$3:P$442,MATCH($C463,'SISPSN 2023'!$J$3:$J$442,0)),\"\")","v":""},{"$f":"IFERROR(INDEX('SISPSN 2023'!Q$3:Q$442,MATCH($C463,'SISPSN 2023'!$J$3:$J$442,0)),\"\")","v":""},{"$f":"IFERROR(INDEX('SISPSN 2023'!R$3:R$442,MATCH($C463,'SISPSN 2023'!$J$3:$J$442,0)),\"\")","v":""},{"$f":"IFERROR(INDEX('SISPSN 2023'!S$3:S$442,MATCH($C463,'SISPSN 2023'!$J$3:$J$442,0)),\"\")","v":""},{"$f":"IFERROR(INDEX('SISPSN 2023'!T$3:T$442,MATCH($C463,'SISPSN 2023'!$J$3:$J$442,0)),\"\")","v":""},{"$f":"IFERROR(INDEX('SISPSN 2023'!U$3:U$442,MATCH($C463,'SISPSN 2023'!$J$3:$J$442,0)),\"\")","v":""},null,{"$error":"#VALUE!"},{"$error":"#VALUE!"},{"$error":"#VALUE!"},{"$error":"#VALUE!"},{"$error":"#VALUE!"},{"$error":"#VALUE!"},{"$f":"IFERROR(PERCENTRANK(_xlfn._xlws.FILTER($AD$4:$AD$547,$AD$4:$AD$547<>\"\"),AD463),\"\")","v":""},{"$error":"#VALUE!"},{"$error":"#VALUE!"},{"$error":"#VALUE!"}]
["Sulawesi Utara","Sulawesi Utara","Kab. Bolaang Mongondow Selatan",71481,2023,null,null,null,null,null,null,null,{"$error":"#N/A"},1,{"$f":"IFERROR(INDEX('SISPSN 2023'!H$3:H$442,MATCH($C464,'SISPSN 2023'!$J$3:$J$442,0)),\"\")","v":2023},{"$f":"IFERROR(INDEX('SISPSN 2023'!I$3:I$442,MATCH($C464,'SISPSN 2023'!$J$3:$J$442,0)),\"\")","v":"Sulawesi Utara"},{"$f":"IFERROR(INDEX('SISPSN 2023'!J$3:J$442,MATCH($C464,'SISPSN 2023'!$J$3:$J$442,0)),\"\")","v":"Kab. Bolaang Mongondow Selatan"},{"$f":"IFERROR(INDEX('SISPSN 2023'!K$3:K$442,MATCH($C464,'SISPSN 2023'!$J$3:$J$442,0)),\"\")","v":10608.36},{"$f":"IFERROR(INDEX('SISPSN 2023'!L$3:L$442,MATCH($C464,'SISPSN 2023'!$J$3:$J$442,0)),\"\")","v":319.89},{"$f":"IFERROR(INDEX('SISPSN 2023'!M$3:M$442,MATCH($C464,'SISPSN 2023'!$J$3:$J$442,0)),\"\")","v":3.02},{"$f":"IFERROR(INDEX('SISPSN 2023'!N$3:N$442,MATCH($C464,'SISPSN 2023'!$J$3:$J$442,0)),\"\")","v":3372.6},{"$f":"IFERROR(INDEX('SISPSN 2023'!O$3:O$442,MATCH($C464,'SISPSN 2023'!$J$3:$J$442,0)),\"\")","v":31.79},{"$f":"IFERROR(INDEX('SISPSN 2023'!P$3:P$442,MATCH($C464,'SISPSN 2023'!$J$3:$J$442,0)),\"\")","v":3692.49},{"$f":"IFERROR(INDEX('SISPSN 2023'!Q$3:Q$442,MATCH($C464,'SISPSN 2023'!$J$3:$J$442,0)),\"\")","v":34.81},{"$f":"IFERROR(INDEX('SISPSN 2023'!R$3:R$442,MATCH($C464,'SISPSN 2023'!$J$3:$J$442,0)),\"\")","v":319.74},{"$f":"IFERROR(INDEX('SISPSN 2023'!S$3:S$442,MATCH($C464,'SISPSN 2023'!$J$3:$J$442,0)),\"\")","v":0},{"$f":"IFERROR(INDEX('SISPSN 2023'!T$3:T$442,MATCH($C464,'SISPSN 2023'!$J$3:$J$442,0)),\"\")","v":3.01},{"$f":"IFERROR(INDEX('SISPSN 2023'!U$3:U$442,MATCH($C464,'SISPSN 2023'!$J$3:$J$442,0)),\"\")","v":"P 2"},null,0.40659755739287362,1.2260754031198634E-2,0.12926511940235866,0.1415258734335573,1.225500482645738E-2,0,{"$f":"IFERROR(PERCENTRANK(_xlfn._xlws.FILTER($AD$4:$AD$547,$AD$4:$AD$547<>\"\"),AD464),\"\")","v":""},0.33700000000000002,0.39700000000000002,0.38600000000000001]
["Sulawesi Utara","Sulawesi Utara","Kab. Bolaang Mongondow",92299,2023,null,null,null,null,null,null,null,{"$error":"#N/A"},1,{"$f":"IFERROR(INDEX('SISPSN 2023'!H$3:H$442,MATCH($C465,'SISPSN 2023'!$J$3:$J$442,0)),\"\")","v":2023},{"$f":"IFERROR(INDEX('SISPSN 2023'!I$3:I$442,MATCH($C465,'SISPSN 2023'!$J$3:$J$442,0)),\"\")","v":"Sulawesi Utara"},{"$f":"IFERROR(INDEX('SISPSN 2023'!J$3:J$442,MATCH($C465,'SISPSN 2023'!$J$3:$J$442,0)),\"\")","v":"Kab. Bolaang Mongondow"},{"$f":"IFERROR(INDEX('SISPSN 2023'!K$3:K$442,MATCH($C465,'SISPSN 2023'!$J$3:$J$442,0)),\"\")","v":46108.26},{"$f":"IFERROR(INDEX('SISPSN 2023'!L$3:L$442,MATCH($C465,'SISPSN 2023'!$J$3:$J$442,0)),\"\")","v":18.690000000000001},{"$f":"IFERROR(INDEX('SISPSN 2023'!M$3:M$442,MATCH($C465,'SISPSN 2023'!$J$3:$J$442,0)),\"\")","v":0.04},{"$f":"IFERROR(INDEX('SISPSN 2023'!N$3:N$442,MATCH($C465,'SISPSN 2023'!$J$3:$J$442,0)),\"\")","v":7300},{"$f":"IFERROR(INDEX('SISPSN 2023'!O$3:O$442,MATCH($C465,'SISPSN 2023'!$J$3:$J$442,0)),\"\")","v":15.83},{"$f":"IFERROR(INDEX('SISPSN 2023'!P$3:P$442,MATCH($C465,'SISPSN 2023'!$J$3:$J$442,0)),\"\")","v":7318.69},{"$f":"IFERROR(INDEX('SISPSN 2023'!Q$3:Q$442,MATCH($C465,'SISPSN 2023'!$J$3:$J$442,0)),\"\")","v":15.87},{"$f":"IFERROR(INDEX('SISPSN 2023'!R$3:R$442,MATCH($C465,'SISPSN 2023'!$J$3:$J$442,0)),\"\")","v":0},{"$f":"IFERROR(INDEX('SISPSN 2023'!S$3:S$442,MATCH($C465,'SISPSN 2023'!$J$3:$J$442,0)),\"\")","v":0},{"$f":"IFERROR(INDEX('SISPSN 2023'!T$3:T$442,MATCH($C465,'SISPSN 2023'!$J$3:$J$442,0)),\"\")","v":0},{"$f":"IFERROR(INDEX('SISPSN 2023'!U$3:U$442,MATCH($C465,'SISPSN 2023'!$J$3:$J$442,0)),\"\")","v":"P 2"},null,1.368638880161215,5.5477826901759273E-4,0.21668707136588694,0.21724184963490456,0,0,{"$f":"IFERROR(PERCENTRANK(_xlfn._xlws.FILTER($AD$4:$AD$547,$AD$4:$AD$547<>\"\"),AD465),\"\")","v":""},0.13500000000000001,0.13800000000000001,0]
["Sulawesi Utara","Sulawesi Utara","Kab. Bolaang Mongondow Utara",84543,2022,null,null,null,null,null,null,null,{"$error":"#N/A"},1,{"$f":"IFERROR(INDEX('SISPSN 2023'!H$3:H$442,MATCH($C466,'SISPSN 2023'!$J$3:$J$442,0)),\"\")","v":2023},{"$f":"IFERROR(INDEX('SISPSN 2023'!I$3:I$442,MATCH($C466,'SISPSN 2023'!$J$3:$J$442,0)),\"\")","v":"Sulawesi Utara"},{"$f":"IFERROR(INDEX('SISPSN 2023'!J$3:J$442,MATCH($C466,'SISPSN 2023'!$J$3:$J$442,0)),\"\")","v":"Kab. Bolaang Mongondow Utara"},{"$f":"IFERROR(INDEX('SISPSN 2023'!K$3:K$442,MATCH($C466,'SISPSN 2023'!$J$3:$J$442,0)),\"\")","v":12343.28},{"$f":"IFERROR(INDEX('SISPSN 2023'!L$3:L$442,MATCH($C466,'SISPSN 2023'!$J$3:$J$442,0)),\"\")","v":26.03},{"$f":"IFERROR(INDEX('SISPSN 2023'!M$3:M$442,MATCH($C466,'SISPSN 2023'!$J$3:$J$442,0)),\"\")","v":0.21},{"$f":"IFERROR(INDEX('SISPSN 2023'!N$3:N$442,MATCH($C466,'SISPSN 2023'!$J$3:$J$442,0)),\"\")","v":5515.15},{"$f":"IFERROR(INDEX('SISPSN 2023'!O$3:O$442,MATCH($C466,'SISPSN 2023'!$J$3:$J$442,0)),\"\")","v":44.68},{"$f":"IFERROR(INDEX('SISPSN 2023'!P$3:P$442,MATCH($C466,'SISPSN 2023'!$J$3:$J$442,0)),\"\")","v":5541.18},{"$f":"IFERROR(INDEX('SISPSN 2023'!Q$3:Q$442,MATCH($C466,'SISPSN 2023'!$J$3:$J$442,0)),\"\")","v":44.89},{"$f":"IFERROR(INDEX('SISPSN 2023'!R$3:R$442,MATCH($C466,'SISPSN 2023'!$J$3:$J$442,0)),\"\")","v":5},{"$f":"IFERROR(INDEX('SISPSN 2023'!S$3:S$442,MATCH($C466,'SISPSN 2023'!$J$3:$J$442,0)),\"\")","v":40.15},{"$f":"IFERROR(INDEX('SISPSN 2023'!T$3:T$442,MATCH($C466,'SISPSN 2023'!$J$3:$J$442,0)),\"\")","v":0.37},{"$f":"IFERROR(INDEX('SISPSN 2023'!U$3:U$442,MATCH($C466,'SISPSN 2023'!$J$3:$J$442,0)),\"\")","v":"P 2"},null,0.40000006481260486,8.4353605257857754E-4,0.17872561891581801,0.17956915496839657,1.6203151221255813E-4,1.3011130430668418E-3,{"$f":"IFERROR(PERCENTRANK(_xlfn._xlws.FILTER($AD$4:$AD$547,$AD$4:$AD$547<>\"\"),AD466),\"\")","v":""},0.193,0.54900000000000004,0.254]
["Sulawesi Utara","Sulawesi Utara","Kepulauan Sitaro",72517,2022,null,null,null,null,null,null,null,{"$error":"#N/A"},0,{"$f":"IFERROR(INDEX('SISPSN 2023'!H$3:H$442,MATCH($C467,'SISPSN 2023'!$J$3:$J$442,0)),\"\")","v":""},{"$f":"IFERROR(INDEX('SISPSN 2023'!I$3:I$442,MATCH($C467,'SISPSN 2023'!$J$3:$J$442,0)),\"\")","v":""},{"$f":"IFERROR(INDEX('SISPSN 2023'!J$3:J$442,MATCH($C467,'SISPSN 2023'!$J$3:$J$442,0)),\"\")","v":""},{"$f":"IFERROR(INDEX('SISPSN 2023'!K$3:K$442,MATCH($C467,'SISPSN 2023'!$J$3:$J$442,0)),\"\")","v":""},{"$f":"IFERROR(INDEX('SISPSN 2023'!L$3:L$442,MATCH($C467,'SISPSN 2023'!$J$3:$J$442,0)),\"\")","v":""},{"$f":"IFERROR(INDEX('SISPSN 2023'!M$3:M$442,MATCH($C467,'SISPSN 2023'!$J$3:$J$442,0)),\"\")","v":""},{"$f":"IFERROR(INDEX('SISPSN 2023'!N$3:N$442,MATCH($C467,'SISPSN 2023'!$J$3:$J$442,0)),\"\")","v":""},{"$f":"IFERROR(INDEX('SISPSN 2023'!O$3:O$442,MATCH($C467,'SISPSN 2023'!$J$3:$J$442,0)),\"\")","v":""},{"$f":"IFERROR(INDEX('SISPSN 2023'!P$3:P$442,MATCH($C467,'SISPSN 2023'!$J$3:$J$442,0)),\"\")","v":""},{"$f":"IFERROR(INDEX('SISPSN 2023'!Q$3:Q$442,MATCH($C467,'SISPSN 2023'!$J$3:$J$442,0)),\"\")","v":""},{"$f":"IFERROR(INDEX('SISPSN 2023'!R$3:R$442,MATCH($C467,'SISPSN 2023'!$J$3:$J$442,0)),\"\")","v":""},{"$f":"IFERROR(INDEX('SISPSN 2023'!S$3:S$442,MATCH($C467,'SISPSN 2023'!$J$3:$J$442,0)),\"\")","v":""},{"$f":"IFERROR(INDEX('SISPSN 2023'!T$3:T$442,MATCH($C467,'SISPSN 2023'!$J$3:$J$442,0)),\"\")","v":""},{"$f":"IFERROR(INDEX('SISPSN 2023'!U$3:U$442,MATCH($C467,'SISPSN 2023'!$J$3:$J$442,0)),\"\")","v":""},null,{"$error":"#VALUE!"},{"$error":"#VALUE!"},{"$error":"#VALUE!"},{"$error":"#VALUE!"},{"$error":"#VALUE!"},{"$error":"#VALUE!"},{"$f":"IFERROR(PERCENTRANK(_xlfn._xlws.FILTER($AD$4:$AD$547,$AD$4:$AD$547<>\"\"),AD467),\"\")","v":""},{"$error":"#VALUE!"},{"$error":"#VALUE!"},{"$error":"#VALUE!"}]
["Sulawesi Utara","Sulawesi Utara","Kota Bitung",229795,2022,null,null,null,null,null,null,null,{"$error":"#N/A"},1,{"$f":"IFERROR(INDEX('SISPSN 2023'!H$3:H$442,MATCH($C468,'SISPSN 2023'!$J$3:$J$442,0)),\"\")","v":2023},{"$f":"IFERROR(INDEX('SISPSN 2023'!I$3:I$442,MATCH($C468,'SISPSN 2023'!$J$3:$J$442,0)),\"\")","v":"Sulawesi Utara"},{"$f":"IFERROR(INDEX('SISPSN 2023'!J$3:J$442,MATCH($C468,'SISPSN 2023'!$J$3:$J$442,0)),\"\")","v":"Kota Bitung"},{"$f":"IFERROR(INDEX('SISPSN 2023'!K$3:K$442,MATCH($C468,'SISPSN 2023'!$J$3:$J$442,0)),\"\")","v":58055.22},{"$f":"IFERROR(INDEX('SISPSN 2023'!L$3:L$442,MATCH($C468,'SISPSN 2023'!$J$3:$J$442,0)),\"\")","v":2653.38},{"$f":"IFERROR(INDEX('SISPSN 2023'!M$3:M$442,MATCH($C468,'SISPSN 2023'!$J$3:$J$442,0)),\"\")","v":4.57},{"$f":"IFERROR(INDEX('SISPSN 2023'!N$3:N$442,MATCH($C468,'SISPSN 2023'!$J$3:$J$442,0)),\"\")","v":41245},{"$f":"IFERROR(INDEX('SISPSN 2023'!O$3:O$442,MATCH($C468,'SISPSN 2023'!$J$3:$J$442,0)),\"\")","v":71.040000000000006},{"$f":"IFERROR(INDEX('SISPSN 2023'!P$3:P$442,MATCH($C468,'SISPSN 2023'!$J$3:$J$442,0)),\"\")","v":43898.38},{"$f":"IFERROR(INDEX('SISPSN 2023'!Q$3:Q$442,MATCH($C468,'SISPSN 2023'!$J$3:$J$442,0)),\"\")","v":75.61},{"$f":"IFERROR(INDEX('SISPSN 2023'!R$3:R$442,MATCH($C468,'SISPSN 2023'!$J$3:$J$442,0)),\"\")","v":31.97},{"$f":"IFERROR(INDEX('SISPSN 2023'!S$3:S$442,MATCH($C468,'SISPSN 2023'!$J$3:$J$442,0)),\"\")","v":0},{"$f":"IFERROR(INDEX('SISPSN 2023'!T$3:T$442,MATCH($C468,'SISPSN 2023'!$J$3:$J$442,0)),\"\")","v":0.06},{"$f":"IFERROR(INDEX('SISPSN 2023'!U$3:U$442,MATCH($C468,'SISPSN 2023'!$J$3:$J$442,0)),\"\")","v":"P 2"},null,0.69216213259763693,3.1634866931723245E-2,0.4917426401792902,0.5233775071110135,3.8116164884305755E-4,0,{"$f":"IFERROR(PERCENTRANK(_xlfn._xlws.FILTER($AD$4:$AD$547,$AD$4:$AD$547<>\"\"),AD468),\"\")","v":""},0.38600000000000001,0.77300000000000002,0.19]
["Sulawesi Utara","Sulawesi Utara","Kota Kotamobagu",125405,2022,null,null,null,null,null,null,null,{"$error":"#N/A"},1,{"$f":"IFERROR(INDEX('SISPSN 2023'!H$3:H$442,MATCH($C469,'SISPSN 2023'!$J$3:$J$442,0)),\"\")","v":2023},{"$f":"IFERROR(INDEX('SISPSN 2023'!I$3:I$442,MATCH($C469,'SISPSN 2023'!$J$3:$J$442,0)),\"\")","v":"Sulawesi Utara"},{"$f":"IFERROR(INDEX('SISPSN 2023'!J$3:J$442,MATCH($C469,'SISPSN 2023'!$J$3:$J$442,0)),\"\")","v":"Kota Kotamobagu"},{"$f":"IFERROR(INDEX('SISPSN 2023'!K$3:K$442,MATCH($C469,'SISPSN 2023'!$J$3:$J$442,0)),\"\")","v":31661.05},{"$f":"IFERROR(INDEX('SISPSN 2023'!L$3:L$442,MATCH($C469,'SISPSN 2023'!$J$3:$J$442,0)),\"\")","v":2736.74},{"$f":"IFERROR(INDEX('SISPSN 2023'!M$3:M$442,MATCH($C469,'SISPSN 2023'!$J$3:$J$442,0)),\"\")","v":8.64},{"$f":"IFERROR(INDEX('SISPSN 2023'!N$3:N$442,MATCH($C469,'SISPSN 2023'!$J$3:$J$442,0)),\"\")","v":23371.68},{"$f":"IFERROR(INDEX('SISPSN 2023'!O$3:O$442,MATCH($C469,'SISPSN 2023'!$J$3:$J$442,0)),\"\")","v":73.819999999999993},{"$f":"IFERROR(INDEX('SISPSN 2023'!P$3:P$442,MATCH($C469,'SISPSN 2023'!$J$3:$J$442,0)),\"\")","v":26108.42},{"$f":"IFERROR(INDEX('SISPSN 2023'!Q$3:Q$442,MATCH($C469,'SISPSN 2023'!$J$3:$J$442,0)),\"\")","v":82.46},{"$f":"IFERROR(INDEX('SISPSN 2023'!R$3:R$442,MATCH($C469,'SISPSN 2023'!$J$3:$J$442,0)),\"\")","v":2640.08},{"$f":"IFERROR(INDEX('SISPSN 2023'!S$3:S$442,MATCH($C469,'SISPSN 2023'!$J$3:$J$442,0)),\"\")","v":158.78},{"$f":"IFERROR(INDEX('SISPSN 2023'!T$3:T$442,MATCH($C469,'SISPSN 2023'!$J$3:$J$442,0)),\"\")","v":8.84},{"$f":"IFERROR(INDEX('SISPSN 2023'!U$3:U$442,MATCH($C469,'SISPSN 2023'!$J$3:$J$442,0)),\"\")","v":"P 2"},null,0.6916997148417211,5.9789624083722161E-2,0.5106016506518879,0.57039127473561002,5.7677890757234229E-2,3.468870448787026E-3,{"$f":"IFERROR(PERCENTRANK(_xlfn._xlws.FILTER($AD$4:$AD$547,$AD$4:$AD$547<>\"\"),AD469),\"\")","v":""},0.48599999999999999,0.85899999999999999,0.54600000000000004]
["Sulawesi Utara","Sulawesi Utara","Kota Manado",454606,2022,null,null,null,null,null,null,null,{"$error":"#N/A"},1,{"$f":"IFERROR(INDEX('SISPSN 2023'!H$3:H$442,MATCH($C470,'SISPSN 2023'!$J$3:$J$442,0)),\"\")","v":2023},{"$f":"IFERROR(INDEX('SISPSN 2023'!I$3:I$442,MATCH($C470,'SISPSN 2023'!$J$3:$J$442,0)),\"\")","v":"Sulawesi Utara"},{"$f":"IFERROR(INDEX('SISPSN 2023'!J$3:J$442,MATCH($C470,'SISPSN 2023'!$J$3:$J$442,0)),\"\")","v":"Kota Manado"},{"$f":"IFERROR(INDEX('SISPSN 2023'!K$3:K$442,MATCH($C470,'SISPSN 2023'!$J$3:$J$442,0)),\"\")","v":106288.37},{"$f":"IFERROR(INDEX('SISPSN 2023'!L$3:L$442,MATCH($C470,'SISPSN 2023'!$J$3:$J$442,0)),\"\")","v":7516.84},{"$f":"IFERROR(INDEX('SISPSN 2023'!M$3:M$442,MATCH($C470,'SISPSN 2023'!$J$3:$J$442,0)),\"\")","v":7.07},{"$f":"IFERROR(INDEX('SISPSN 2023'!N$3:N$442,MATCH($C470,'SISPSN 2023'!$J$3:$J$442,0)),\"\")","v":89790},{"$f":"IFERROR(INDEX('SISPSN 2023'!O$3:O$442,MATCH($C470,'SISPSN 2023'!$J$3:$J$442,0)),\"\")","v":84.48},{"$f":"IFERROR(INDEX('SISPSN 2023'!P$3:P$442,MATCH($C470,'SISPSN 2023'!$J$3:$J$442,0)),\"\")","v":97306.84},{"$f":"IFERROR(INDEX('SISPSN 2023'!Q$3:Q$442,MATCH($C470,'SISPSN 2023'!$J$3:$J$442,0)),\"\")","v":91.55},{"$f":"IFERROR(INDEX('SISPSN 2023'!R$3:R$442,MATCH($C470,'SISPSN 2023'!$J$3:$J$442,0)),\"\")","v":7255.6},{"$f":"IFERROR(INDEX('SISPSN 2023'!S$3:S$442,MATCH($C470,'SISPSN 2023'!$J$3:$J$442,0)),\"\")","v":0},{"$f":"IFERROR(INDEX('SISPSN 2023'!T$3:T$442,MATCH($C470,'SISPSN 2023'!$J$3:$J$442,0)),\"\")","v":6.83},{"$f":"IFERROR(INDEX('SISPSN 2023'!U$3:U$442,MATCH($C470,'SISPSN 2023'!$J$3:$J$442,0)),\"\")","v":"P 2"},null,0.6405569079568465,4.5300946735812593E-2,0.54112792176082147,0.586428868496634,4.3726559183960532E-2,0,{"$f":"IFERROR(PERCENTRANK(_xlfn._xlws.FILTER($AD$4:$AD$547,$AD$4:$AD$547<>\"\"),AD470),\"\")","v":""},0.46899999999999997,0.96899999999999997,0.51600000000000001]
["Sulawesi Utara","Sulawesi Utara","Kota Tomohon",101151,2022,null,null,null,null,null,null,null,{"$error":"#N/A"},1,{"$f":"IFERROR(INDEX('SISPSN 2023'!H$3:H$442,MATCH($C471,'SISPSN 2023'!$J$3:$J$442,0)),\"\")","v":2023},{"$f":"IFERROR(INDEX('SISPSN 2023'!I$3:I$442,MATCH($C471,'SISPSN 2023'!$J$3:$J$442,0)),\"\")","v":"Sulawesi Utara"},{"$f":"IFERROR(INDEX('SISPSN 2023'!J$3:J$442,MATCH($C471,'SISPSN 2023'!$J$3:$J$442,0)),\"\")","v":"Kota Tomohon"},{"$f":"IFERROR(INDEX('SISPSN 2023'!K$3:K$442,MATCH($C471,'SISPSN 2023'!$J$3:$J$442,0)),\"\")","v":18747.13},{"$f":"IFERROR(INDEX('SISPSN 2023'!L$3:L$442,MATCH($C471,'SISPSN 2023'!$J$3:$J$442,0)),\"\")","v":623.47},{"$f":"IFERROR(INDEX('SISPSN 2023'!M$3:M$442,MATCH($C471,'SISPSN 2023'!$J$3:$J$442,0)),\"\")","v":3.33},{"$f":"IFERROR(INDEX('SISPSN 2023'!N$3:N$442,MATCH($C471,'SISPSN 2023'!$J$3:$J$442,0)),\"\")","v":13687.5},{"$f":"IFERROR(INDEX('SISPSN 2023'!O$3:O$442,MATCH($C471,'SISPSN 2023'!$J$3:$J$442,0)),\"\")","v":73.010000000000005},{"$f":"IFERROR(INDEX('SISPSN 2023'!P$3:P$442,MATCH($C471,'SISPSN 2023'!$J$3:$J$442,0)),\"\")","v":14310.97},{"$f":"IFERROR(INDEX('SISPSN 2023'!Q$3:Q$442,MATCH($C471,'SISPSN 2023'!$J$3:$J$442,0)),\"\")","v":76.34},{"$f":"IFERROR(INDEX('SISPSN 2023'!R$3:R$442,MATCH($C471,'SISPSN 2023'!$J$3:$J$442,0)),\"\")","v":67.95},{"$f":"IFERROR(INDEX('SISPSN 2023'!S$3:S$442,MATCH($C471,'SISPSN 2023'!$J$3:$J$442,0)),\"\")","v":0},{"$f":"IFERROR(INDEX('SISPSN 2023'!T$3:T$442,MATCH($C471,'SISPSN 2023'!$J$3:$J$442,0)),\"\")","v":0.36},{"$f":"IFERROR(INDEX('SISPSN 2023'!U$3:U$442,MATCH($C471,'SISPSN 2023'!$J$3:$J$442,0)),\"\")","v":"P 2"},null,0.50777550394954074,1.6887000487403683E-2,0.37073286472699229,0.38761986521439601,1.8404601394118084E-3,0,{"$f":"IFERROR(PERCENTRANK(_xlfn._xlws.FILTER($AD$4:$AD$547,$AD$4:$AD$547<>\"\"),AD471),\"\")","v":""},0.34799999999999998,0.84199999999999997,0.251]
["Sulawesi Utara","Sulawesi Utara","Kab. Minahasa Selatan",241680,2022,null,null,null,null,null,null,null,{"$error":"#N/A"},1,{"$f":"IFERROR(INDEX('SISPSN 2023'!H$3:H$442,MATCH($C472,'SISPSN 2023'!$J$3:$J$442,0)),\"\")","v":2023},{"$f":"IFERROR(INDEX('SISPSN 2023'!I$3:I$442,MATCH($C472,'SISPSN 2023'!$J$3:$J$442,0)),\"\")","v":"Sulawesi Utara"},{"$f":"IFERROR(INDEX('SISPSN 2023'!J$3:J$442,MATCH($C472,'SISPSN 2023'!$J$3:$J$442,0)),\"\")","v":"Kab. Minahasa Selatan"},{"$f":"IFERROR(INDEX('SISPSN 2023'!K$3:K$442,MATCH($C472,'SISPSN 2023'!$J$3:$J$442,0)),\"\")","v":35042.92},{"$f":"IFERROR(INDEX('SISPSN 2023'!L$3:L$442,MATCH($C472,'SISPSN 2023'!$J$3:$J$442,0)),\"\")","v":1123.1199999999999},{"$f":"IFERROR(INDEX('SISPSN 2023'!M$3:M$442,MATCH($C472,'SISPSN 2023'!$J$3:$J$442,0)),\"\")","v":3.2},{"$f":"IFERROR(INDEX('SISPSN 2023'!N$3:N$442,MATCH($C472,'SISPSN 2023'!$J$3:$J$442,0)),\"\")","v":10957.3},{"$f":"IFERROR(INDEX('SISPSN 2023'!O$3:O$442,MATCH($C472,'SISPSN 2023'!$J$3:$J$442,0)),\"\")","v":31.27},{"$f":"IFERROR(INDEX('SISPSN 2023'!P$3:P$442,MATCH($C472,'SISPSN 2023'!$J$3:$J$442,0)),\"\")","v":12080.42},{"$f":"IFERROR(INDEX('SISPSN 2023'!Q$3:Q$442,MATCH($C472,'SISPSN 2023'!$J$3:$J$442,0)),\"\")","v":34.47},{"$f":"IFERROR(INDEX('SISPSN 2023'!R$3:R$442,MATCH($C472,'SISPSN 2023'!$J$3:$J$442,0)),\"\")","v":831.54},{"$f":"IFERROR(INDEX('SISPSN 2023'!S$3:S$442,MATCH($C472,'SISPSN 2023'!$J$3:$J$442,0)),\"\")","v":7.3},{"$f":"IFERROR(INDEX('SISPSN 2023'!T$3:T$442,MATCH($C472,'SISPSN 2023'!$J$3:$J$442,0)),\"\")","v":2.39},{"$f":"IFERROR(INDEX('SISPSN 2023'!U$3:U$442,MATCH($C472,'SISPSN 2023'!$J$3:$J$442,0)),\"\")","v":"P 2"},null,0.39725256537570341,1.2731881396435E-2,0.12421383647798741,0.13694571787442242,9.4264803906898287E-3,8.2754054948692488E-5,{"$f":"IFERROR(PERCENTRANK(_xlfn._xlws.FILTER($AD$4:$AD$547,$AD$4:$AD$547<>\"\"),AD472),\"\")","v":""},0.34200000000000003,0.39500000000000002,0.36699999999999999]
["Sulawesi Utara","Sulawesi Utara","Kab. Minahasa Tenggara",118023,2022,null,null,null,null,null,null,null,{"$error":"#N/A"},1,{"$f":"IFERROR(INDEX('SISPSN 2023'!H$3:H$442,MATCH($C473,'SISPSN 2023'!$J$3:$J$442,0)),\"\")","v":2023},{"$f":"IFERROR(INDEX('SISPSN 2023'!I$3:I$442,MATCH($C473,'SISPSN 2023'!$J$3:$J$442,0)),\"\")","v":"Sulawesi Utara"},{"$f":"IFERROR(INDEX('SISPSN 2023'!J$3:J$442,MATCH($C473,'SISPSN 2023'!$J$3:$J$442,0)),\"\")","v":"Kab. Minahasa Tenggara"},{"$f":"IFERROR(INDEX('SISPSN 2023'!K$3:K$442,MATCH($C473,'SISPSN 2023'!$J$3:$J$442,0)),\"\")","v":17127.259999999998},{"$f":"IFERROR(INDEX('SISPSN 2023'!L$3:L$442,MATCH($C473,'SISPSN 2023'!$J$3:$J$442,0)),\"\")","v":1021.14},{"$f":"IFERROR(INDEX('SISPSN 2023'!M$3:M$442,MATCH($C473,'SISPSN 2023'!$J$3:$J$442,0)),\"\")","v":5.96},{"$f":"IFERROR(INDEX('SISPSN 2023'!N$3:N$442,MATCH($C473,'SISPSN 2023'!$J$3:$J$442,0)),\"\")","v":9207.1299999999992},{"$f":"IFERROR(INDEX('SISPSN 2023'!O$3:O$442,MATCH($C473,'SISPSN 2023'!$J$3:$J$442,0)),\"\")","v":53.76},{"$f":"IFERROR(INDEX('SISPSN 2023'!P$3:P$442,MATCH($C473,'SISPSN 2023'!$J$3:$J$442,0)),\"\")","v":10228.26},{"$f":"IFERROR(INDEX('SISPSN 2023'!Q$3:Q$442,MATCH($C473,'SISPSN 2023'!$J$3:$J$442,0)),\"\")","v":59.72},{"$f":"IFERROR(INDEX('SISPSN 2023'!R$3:R$442,MATCH($C473,'SISPSN 2023'!$J$3:$J$442,0)),\"\")","v":0},{"$f":"IFERROR(INDEX('SISPSN 2023'!S$3:S$442,MATCH($C473,'SISPSN 2023'!$J$3:$J$442,0)),\"\")","v":9.1300000000000008},{"$f":"IFERROR(INDEX('SISPSN 2023'!T$3:T$442,MATCH($C473,'SISPSN 2023'!$J$3:$J$442,0)),\"\")","v":0.05},{"$f":"IFERROR(INDEX('SISPSN 2023'!U$3:U$442,MATCH($C473,'SISPSN 2023'!$J$3:$J$442,0)),\"\")","v":"P 2"},null,0.39758352185590939,2.3704225749357655E-2,0.21372964336298972,0.2374336369774222,0,2.119391866851121E-4,{"$f":"IFERROR(PERCENTRANK(_xlfn._xlws.FILTER($AD$4:$AD$547,$AD$4:$AD$547<>\"\"),AD473),\"\")","v":""},0.441,0.61599999999999999,0.187]
["Sulawesi Utara","Sulawesi Utara","Kab. Minahasa Utara",229368,2022,null,null,null,null,null,null,null,{"$error":"#N/A"},1,{"$f":"IFERROR(INDEX('SISPSN 2023'!H$3:H$442,MATCH($C474,'SISPSN 2023'!$J$3:$J$442,0)),\"\")","v":2023},{"$f":"IFERROR(INDEX('SISPSN 2023'!I$3:I$442,MATCH($C474,'SISPSN 2023'!$J$3:$J$442,0)),\"\")","v":"Sulawesi Utara"},{"$f":"IFERROR(INDEX('SISPSN 2023'!J$3:J$442,MATCH($C474,'SISPSN 2023'!$J$3:$J$442,0)),\"\")","v":"Kab. Minahasa Utara"},{"$f":"IFERROR(INDEX('SISPSN 2023'!K$3:K$442,MATCH($C474,'SISPSN 2023'!$J$3:$J$442,0)),\"\")","v":43976.480000000003},{"$f":"IFERROR(INDEX('SISPSN 2023'!L$3:L$442,MATCH($C474,'SISPSN 2023'!$J$3:$J$442,0)),\"\")","v":4605.51},{"$f":"IFERROR(INDEX('SISPSN 2023'!M$3:M$442,MATCH($C474,'SISPSN 2023'!$J$3:$J$442,0)),\"\")","v":10.47},{"$f":"IFERROR(INDEX('SISPSN 2023'!N$3:N$442,MATCH($C474,'SISPSN 2023'!$J$3:$J$442,0)),\"\")","v":24692.25},{"$f":"IFERROR(INDEX('SISPSN 2023'!O$3:O$442,MATCH($C474,'SISPSN 2023'!$J$3:$J$442,0)),\"\")","v":56.15},{"$f":"IFERROR(INDEX('SISPSN 2023'!P$3:P$442,MATCH($C474,'SISPSN 2023'!$J$3:$J$442,0)),\"\")","v":29297.759999999998},{"$f":"IFERROR(INDEX('SISPSN 2023'!Q$3:Q$442,MATCH($C474,'SISPSN 2023'!$J$3:$J$442,0)),\"\")","v":66.62},{"$f":"IFERROR(INDEX('SISPSN 2023'!R$3:R$442,MATCH($C474,'SISPSN 2023'!$J$3:$J$442,0)),\"\")","v":253.68},{"$f":"IFERROR(INDEX('SISPSN 2023'!S$3:S$442,MATCH($C474,'SISPSN 2023'!$J$3:$J$442,0)),\"\")","v":0},{"$f":"IFERROR(INDEX('SISPSN 2023'!T$3:T$442,MATCH($C474,'SISPSN 2023'!$J$3:$J$442,0)),\"\")","v":0.57999999999999996},{"$f":"IFERROR(INDEX('SISPSN 2023'!U$3:U$442,MATCH($C474,'SISPSN 2023'!$J$3:$J$442,0)),\"\")","v":"P 2"},null,0.52528472519843683,5.5011316384318457E-2,0.2949408810296118,0.34995219741393024,3.0301249460697962E-3,0,{"$f":"IFERROR(PERCENTRANK(_xlfn._xlws.FILTER($AD$4:$AD$547,$AD$4:$AD$547<>\"\"),AD474),\"\")","v":""},0.53500000000000003,0.63800000000000001,0.27]
["Sulawesi Utara","Sulawesi Utara","Kab. Kepulauan Sangihe",140165,2022,null,null,null,null,null,null,null,{"$error":"#N/A"},1,{"$f":"IFERROR(INDEX('SISPSN 2023'!H$3:H$442,MATCH($C475,'SISPSN 2023'!$J$3:$J$442,0)),\"\")","v":2023},{"$f":"IFERROR(INDEX('SISPSN 2023'!I$3:I$442,MATCH($C475,'SISPSN 2023'!$J$3:$J$442,0)),\"\")","v":"Sulawesi Utara"},{"$f":"IFERROR(INDEX('SISPSN 2023'!J$3:J$442,MATCH($C475,'SISPSN 2023'!$J$3:$J$442,0)),\"\")","v":"Kab. Kepulauan Sangihe"},{"$f":"IFERROR(INDEX('SISPSN 2023'!K$3:K$442,MATCH($C475,'SISPSN 2023'!$J$3:$J$442,0)),\"\")","v":24045.31},{"$f":"IFERROR(INDEX('SISPSN 2023'!L$3:L$442,MATCH($C475,'SISPSN 2023'!$J$3:$J$442,0)),\"\")","v":403.47},{"$f":"IFERROR(INDEX('SISPSN 2023'!M$3:M$442,MATCH($C475,'SISPSN 2023'!$J$3:$J$442,0)),\"\")","v":1.68},{"$f":"IFERROR(INDEX('SISPSN 2023'!N$3:N$442,MATCH($C475,'SISPSN 2023'!$J$3:$J$442,0)),\"\")","v":17494.45},{"$f":"IFERROR(INDEX('SISPSN 2023'!O$3:O$442,MATCH($C475,'SISPSN 2023'!$J$3:$J$442,0)),\"\")","v":72.760000000000005},{"$f":"IFERROR(INDEX('SISPSN 2023'!P$3:P$442,MATCH($C475,'SISPSN 2023'!$J$3:$J$442,0)),\"\")","v":17897.919999999998},{"$f":"IFERROR(INDEX('SISPSN 2023'!Q$3:Q$442,MATCH($C475,'SISPSN 2023'!$J$3:$J$442,0)),\"\")","v":74.430000000000007},{"$f":"IFERROR(INDEX('SISPSN 2023'!R$3:R$442,MATCH($C475,'SISPSN 2023'!$J$3:$J$442,0)),\"\")","v":364.38},{"$f":"IFERROR(INDEX('SISPSN 2023'!S$3:S$442,MATCH($C475,'SISPSN 2023'!$J$3:$J$442,0)),\"\")","v":0},{"$f":"IFERROR(INDEX('SISPSN 2023'!T$3:T$442,MATCH($C475,'SISPSN 2023'!$J$3:$J$442,0)),\"\")","v":1.52},{"$f":"IFERROR(INDEX('SISPSN 2023'!U$3:U$442,MATCH($C475,'SISPSN 2023'!$J$3:$J$442,0)),\"\")","v":"P 2"},null,0.47000008307234775,7.8864000304924384E-3,0.34195412549495235,0.34984052552544481,7.1223298959298947E-3,0,{"$f":"IFERROR(PERCENTRANK(_xlfn._xlws.FILTER($AD$4:$AD$547,$AD$4:$AD$547<>\"\"),AD475),\"\")","v":""},0.28999999999999998,0.83399999999999996,0.32800000000000001]
["Sulawesi Utara","total","total",2659543,2022,null,null,null,null,null,null,null,{"$error":"#N/A"},0,{"$f":"IFERROR(INDEX('SISPSN 2023'!H$3:H$442,MATCH($C476,'SISPSN 2023'!$J$3:$J$442,0)),\"\")","v":""},{"$f":"IFERROR(INDEX('SISPSN 2023'!I$3:I$442,MATCH($C476,'SISPSN 2023'!$J$3:$J$442,0)),\"\")","v":""},{"$f":"IFERROR(INDEX('SISPSN 2023'!J$3:J$442,MATCH($C476,'SISPSN 2023'!$J$3:$J$442,0)),\"\")","v":""},{"$f":"IFERROR(INDEX('SISPSN 2023'!K$3:K$442,MATCH($C476,'SISPSN 2023'!$J$3:$J$442,0)),\"\")","v":""},{"$f":"IFERROR(INDEX('SISPSN 2023'!L$3:L$442,MATCH($C476,'SISPSN 2023'!$J$3:$J$442,0)),\"\")","v":""},{"$f":"IFERROR(INDEX('SISPSN 2023'!M$3:M$442,MATCH($C476,'SISPSN 2023'!$J$3:$J$442,0)),\"\")","v":""},{"$f":"IFERROR(INDEX('SISPSN 2023'!N$3:N$442,MATCH($C476,'SISPSN 2023'!$J$3:$J$442,0)),\"\")","v":""},{"$f":"IFERROR(INDEX('SISPSN 2023'!O$3:O$442,MATCH($C476,'SISPSN 2023'!$J$3:$J$442,0)),\"\")","v":""},{"$f":"IFERROR(INDEX('SISPSN 2023'!P$3:P$442,MATCH($C476,'SISPSN 2023'!$J$3:$J$442,0)),\"\")","v":""},{"$f":"IFERROR(INDEX('SISPSN 2023'!Q$3:Q$442,MATCH($C476,'SISPSN 2023'!$J$3:$J$442,0)),\"\")","v":""},{"$f":"IFERROR(INDEX('SISPSN 2023'!R$3:R$442,MATCH($C476,'SISPSN 2023'!$J$3:$J$442,0)),\"\")","v":""},{"$f":"IFERROR(INDEX('SISPSN 2023'!S$3:S$442,MATCH($C476,'SISPSN 2023'!$J$3:$J$442,0)),\"\")","v":""},{"$f":"IFERROR(INDEX('SISPSN 2023'!T$3:T$442,MATCH($C476,'SISPSN 2023'!$J$3:$J$442,0)),\"\")","v":""},{"$f":"IFERROR(INDEX('SISPSN 2023'!U$3:U$442,MATCH($C476,'SISPSN 2023'!$J$3:$J$442,0)),\"\")","v":""},null,{"$error":"#VALUE!"},{"$error":"#VALUE!"},{"$error":"#VALUE!"},{"$error":"#VALUE!"},{"$error":"#VALUE!"},{"$error":"#VALUE!"},{"$f":"IFERROR(PERCENTRANK(_xlfn._xlws.FILTER($AD$4:$AD$547,$AD$4:$AD$547<>\"\"),AD476),\"\")","v":""},{"$error":"#VALUE!"},{"$error":"#VALUE!"},{"$error":"#VALUE!"}]
["Sumatera Barat","sumatera barat","Kab. Agam",540905,2022,null,"sumatera barat","sumatera barat","Agam",73.2,73.84,74.44,0.69399999999999995,1,{"$f":"IFERROR(INDEX('SISPSN 2023'!H$3:H$442,MATCH($C477,'SISPSN 2023'!$J$3:$J$442,0)),\"\")","v":2023},{"$f":"IFERROR(INDEX('SISPSN 2023'!I$3:I$442,MATCH($C477,'SISPSN 2023'!$J$3:$J$442,0)),\"\")","v":"Sumatera Barat"},{"$f":"IFERROR(INDEX('SISPSN 2023'!J$3:J$442,MATCH($C477,'SISPSN 2023'!$J$3:$J$442,0)),\"\")","v":"Kab. Agam"},{"$f":"IFERROR(INDEX('SISPSN 2023'!K$3:K$442,MATCH($C477,'SISPSN 2023'!$J$3:$J$442,0)),\"\")","v":80163.78},{"$f":"IFERROR(INDEX('SISPSN 2023'!L$3:L$442,MATCH($C477,'SISPSN 2023'!$J$3:$J$442,0)),\"\")","v":10490.44},{"$f":"IFERROR(INDEX('SISPSN 2023'!M$3:M$442,MATCH($C477,'SISPSN 2023'!$J$3:$J$442,0)),\"\")","v":13.09},{"$f":"IFERROR(INDEX('SISPSN 2023'!N$3:N$442,MATCH($C477,'SISPSN 2023'!$J$3:$J$442,0)),\"\")","v":24206.799999999999},{"$f":"IFERROR(INDEX('SISPSN 2023'!O$3:O$442,MATCH($C477,'SISPSN 2023'!$J$3:$J$442,0)),\"\")","v":30.2},{"$f":"IFERROR(INDEX('SISPSN 2023'!P$3:P$442,MATCH($C477,'SISPSN 2023'!$J$3:$J$442,0)),\"\")","v":34697.24},{"$f":"IFERROR(INDEX('SISPSN 2023'!Q$3:Q$442,MATCH($C477,'SISPSN 2023'!$J$3:$J$442,0)),\"\")","v":43.28},{"$f":"IFERROR(INDEX('SISPSN 2023'!R$3:R$442,MATCH($C477,'SISPSN 2023'!$J$3:$J$442,0)),\"\")","v":10467.02},{"$f":"IFERROR(INDEX('SISPSN 2023'!S$3:S$442,MATCH($C477,'SISPSN 2023'!$J$3:$J$442,0)),\"\")","v":0},{"$f":"IFERROR(INDEX('SISPSN 2023'!T$3:T$442,MATCH($C477,'SISPSN 2023'!$J$3:$J$442,0)),\"\")","v":13.06},{"$f":"IFERROR(INDEX('SISPSN 2023'!U$3:U$442,MATCH($C477,'SISPSN 2023'!$J$3:$J$442,0)),\"\")","v":"P 2"},null,0.4060358002247122,5.3134897083312808E-2,0.12260933065880331,0.17574422774211612,5.3016272956041582E-2,0,{"$f":"IFERROR(PERCENTRANK(_xlfn._xlws.FILTER($AD$4:$AD$547,$AD$4:$AD$547<>\"\"),AD477),\"\")","v":""},0.59599999999999997,0.372,0.65100000000000002]
["Sumatera Barat","sumatera barat","Kota Bukittinggi",122311,2022,null,"sumatera barat","sumatera barat","Bukittinggi",80.790000000000006,81.52,81.88,0.94399999999999995,1,{"$f":"IFERROR(INDEX('SISPSN 2023'!H$3:H$442,MATCH($C478,'SISPSN 2023'!$J$3:$J$442,0)),\"\")","v":2023},{"$f":"IFERROR(INDEX('SISPSN 2023'!I$3:I$442,MATCH($C478,'SISPSN 2023'!$J$3:$J$442,0)),\"\")","v":"Sumatera Barat"},{"$f":"IFERROR(INDEX('SISPSN 2023'!J$3:J$442,MATCH($C478,'SISPSN 2023'!$J$3:$J$442,0)),\"\")","v":"Kota Bukittinggi"},{"$f":"IFERROR(INDEX('SISPSN 2023'!K$3:K$442,MATCH($C478,'SISPSN 2023'!$J$3:$J$442,0)),\"\")","v":47238.48},{"$f":"IFERROR(INDEX('SISPSN 2023'!L$3:L$442,MATCH($C478,'SISPSN 2023'!$J$3:$J$442,0)),\"\")","v":6122.43},{"$f":"IFERROR(INDEX('SISPSN 2023'!M$3:M$442,MATCH($C478,'SISPSN 2023'!$J$3:$J$442,0)),\"\")","v":12.96},{"$f":"IFERROR(INDEX('SISPSN 2023'!N$3:N$442,MATCH($C478,'SISPSN 2023'!$J$3:$J$442,0)),\"\")","v":38373.910000000003},{"$f":"IFERROR(INDEX('SISPSN 2023'!O$3:O$442,MATCH($C478,'SISPSN 2023'!$J$3:$J$442,0)),\"\")","v":81.23},{"$f":"IFERROR(INDEX('SISPSN 2023'!P$3:P$442,MATCH($C478,'SISPSN 2023'!$J$3:$J$442,0)),\"\")","v":44496.34},{"$f":"IFERROR(INDEX('SISPSN 2023'!Q$3:Q$442,MATCH($C478,'SISPSN 2023'!$J$3:$J$442,0)),\"\")","v":94.2},{"$f":"IFERROR(INDEX('SISPSN 2023'!R$3:R$442,MATCH($C478,'SISPSN 2023'!$J$3:$J$442,0)),\"\")","v":4585.55},{"$f":"IFERROR(INDEX('SISPSN 2023'!S$3:S$442,MATCH($C478,'SISPSN 2023'!$J$3:$J$442,0)),\"\")","v":1825},{"$f":"IFERROR(INDEX('SISPSN 2023'!T$3:T$442,MATCH($C478,'SISPSN 2023'!$J$3:$J$442,0)),\"\")","v":13.57},{"$f":"IFERROR(INDEX('SISPSN 2023'!U$3:U$442,MATCH($C478,'SISPSN 2023'!$J$3:$J$442,0)),\"\")","v":"P 2"},null,1.058126359449967,0.13714041109890204,0.85956291748084801,0.99670332857975008,0.10271480639461297,4.0879397601196944E-2,{"$f":"IFERROR(PERCENTRANK(_xlfn._xlws.FILTER($AD$4:$AD$547,$AD$4:$AD$547<>\"\"),AD478),\"\")","v":""},0.59299999999999997,0.94099999999999995,0.65400000000000003]
["Sumatera Barat","sumatera barat","Dharmasraya",234713,2022,null,"sumatera barat","sumatera barat","Dharmasraya",72.650000000000006,73.19,73.87,0.63900000000000001,0,{"$f":"IFERROR(INDEX('SISPSN 2023'!H$3:H$442,MATCH($C479,'SISPSN 2023'!$J$3:$J$442,0)),\"\")","v":""},{"$f":"IFERROR(INDEX('SISPSN 2023'!I$3:I$442,MATCH($C479,'SISPSN 2023'!$J$3:$J$442,0)),\"\")","v":""},{"$f":"IFERROR(INDEX('SISPSN 2023'!J$3:J$442,MATCH($C479,'SISPSN 2023'!$J$3:$J$442,0)),\"\")","v":""},{"$f":"IFERROR(INDEX('SISPSN 2023'!K$3:K$442,MATCH($C479,'SISPSN 2023'!$J$3:$J$442,0)),\"\")","v":""},{"$f":"IFERROR(INDEX('SISPSN 2023'!L$3:L$442,MATCH($C479,'SISPSN 2023'!$J$3:$J$442,0)),\"\")","v":""},{"$f":"IFERROR(INDEX('SISPSN 2023'!M$3:M$442,MATCH($C479,'SISPSN 2023'!$J$3:$J$442,0)),\"\")","v":""},{"$f":"IFERROR(INDEX('SISPSN 2023'!N$3:N$442,MATCH($C479,'SISPSN 2023'!$J$3:$J$442,0)),\"\")","v":""},{"$f":"IFERROR(INDEX('SISPSN 2023'!O$3:O$442,MATCH($C479,'SISPSN 2023'!$J$3:$J$442,0)),\"\")","v":""},{"$f":"IFERROR(INDEX('SISPSN 2023'!P$3:P$442,MATCH($C479,'SISPSN 2023'!$J$3:$J$442,0)),\"\")","v":""},{"$f":"IFERROR(INDEX('SISPSN 2023'!Q$3:Q$442,MATCH($C479,'SISPSN 2023'!$J$3:$J$442,0)),\"\")","v":""},{"$f":"IFERROR(INDEX('SISPSN 2023'!R$3:R$442,MATCH($C479,'SISPSN 2023'!$J$3:$J$442,0)),\"\")","v":""},{"$f":"IFERROR(INDEX('SISPSN 2023'!S$3:S$442,MATCH($C479,'SISPSN 2023'!$J$3:$J$442,0)),\"\")","v":""},{"$f":"IFERROR(INDEX('SISPSN 2023'!T$3:T$442,MATCH($C479,'SISPSN 2023'!$J$3:$J$442,0)),\"\")","v":""},{"$f":"IFERROR(INDEX('SISPSN 2023'!U$3:U$442,MATCH($C479,'SISPSN 2023'!$J$3:$J$442,0)),\"\")","v":""},null,{"$error":"#VALUE!"},{"$error":"#VALUE!"},{"$error":"#VALUE!"},{"$error":"#VALUE!"},{"$error":"#VALUE!"},{"$error":"#VALUE!"},{"$f":"IFERROR(PERCENTRANK(_xlfn._xlws.FILTER($AD$4:$AD$547,$AD$4:$AD$547<>\"\"),AD479),\"\")","v":""},{"$error":"#VALUE!"},{"$error":"#VALUE!"},{"$error":"#VALUE!"}]
["Sumatera Barat","sumatera barat","Kab. Solok",397829,2022,null,"sumatera barat","sumatera barat","Kab.Solok",70.599999999999994,71.39,71.92,0.439,1,{"$f":"IFERROR(INDEX('SISPSN 2023'!H$3:H$442,MATCH($C480,'SISPSN 2023'!$J$3:$J$442,0)),\"\")","v":2023},{"$f":"IFERROR(INDEX('SISPSN 2023'!I$3:I$442,MATCH($C480,'SISPSN 2023'!$J$3:$J$442,0)),\"\")","v":"Sumatera Barat"},{"$f":"IFERROR(INDEX('SISPSN 2023'!J$3:J$442,MATCH($C480,'SISPSN 2023'!$J$3:$J$442,0)),\"\")","v":"Kab. Solok"},{"$f":"IFERROR(INDEX('SISPSN 2023'!K$3:K$442,MATCH($C480,'SISPSN 2023'!$J$3:$J$442,0)),\"\")","v":59233.95},{"$f":"IFERROR(INDEX('SISPSN 2023'!L$3:L$442,MATCH($C480,'SISPSN 2023'!$J$3:$J$442,0)),\"\")","v":7516.53},{"$f":"IFERROR(INDEX('SISPSN 2023'!M$3:M$442,MATCH($C480,'SISPSN 2023'!$J$3:$J$442,0)),\"\")","v":12.69},{"$f":"IFERROR(INDEX('SISPSN 2023'!N$3:N$442,MATCH($C480,'SISPSN 2023'!$J$3:$J$442,0)),\"\")","v":7044.5},{"$f":"IFERROR(INDEX('SISPSN 2023'!O$3:O$442,MATCH($C480,'SISPSN 2023'!$J$3:$J$442,0)),\"\")","v":11.89},{"$f":"IFERROR(INDEX('SISPSN 2023'!P$3:P$442,MATCH($C480,'SISPSN 2023'!$J$3:$J$442,0)),\"\")","v":14561.03},{"$f":"IFERROR(INDEX('SISPSN 2023'!Q$3:Q$442,MATCH($C480,'SISPSN 2023'!$J$3:$J$442,0)),\"\")","v":24.58},{"$f":"IFERROR(INDEX('SISPSN 2023'!R$3:R$442,MATCH($C480,'SISPSN 2023'!$J$3:$J$442,0)),\"\")","v":7491.09},{"$f":"IFERROR(INDEX('SISPSN 2023'!S$3:S$442,MATCH($C480,'SISPSN 2023'!$J$3:$J$442,0)),\"\")","v":0},{"$f":"IFERROR(INDEX('SISPSN 2023'!T$3:T$442,MATCH($C480,'SISPSN 2023'!$J$3:$J$442,0)),\"\")","v":12.65},{"$f":"IFERROR(INDEX('SISPSN 2023'!U$3:U$442,MATCH($C480,'SISPSN 2023'!$J$3:$J$442,0)),\"\")","v":"P 2"},null,0.40792600469183476,5.1764031472598351E-2,4.8513305968142087E-2,0.10027733744074044,5.1588834013044156E-2,0,{"$f":"IFERROR(PERCENTRANK(_xlfn._xlws.FILTER($AD$4:$AD$547,$AD$4:$AD$547<>\"\"),AD480),\"\")","v":""},0.58799999999999997,8.7999999999999995E-2,0.629]
["Sumatera Barat","sumatera barat","Kepulauan Mentawai",89401,2022,null,"sumatera barat","sumatera barat","Kepulauan Mentawai",63.98,64.83,65.790000000000006,0.111,0,{"$f":"IFERROR(INDEX('SISPSN 2023'!H$3:H$442,MATCH($C481,'SISPSN 2023'!$J$3:$J$442,0)),\"\")","v":""},{"$f":"IFERROR(INDEX('SISPSN 2023'!I$3:I$442,MATCH($C481,'SISPSN 2023'!$J$3:$J$442,0)),\"\")","v":""},{"$f":"IFERROR(INDEX('SISPSN 2023'!J$3:J$442,MATCH($C481,'SISPSN 2023'!$J$3:$J$442,0)),\"\")","v":""},{"$f":"IFERROR(INDEX('SISPSN 2023'!K$3:K$442,MATCH($C481,'SISPSN 2023'!$J$3:$J$442,0)),\"\")","v":""},{"$f":"IFERROR(INDEX('SISPSN 2023'!L$3:L$442,MATCH($C481,'SISPSN 2023'!$J$3:$J$442,0)),\"\")","v":""},{"$f":"IFERROR(INDEX('SISPSN 2023'!M$3:M$442,MATCH($C481,'SISPSN 2023'!$J$3:$J$442,0)),\"\")","v":""},{"$f":"IFERROR(INDEX('SISPSN 2023'!N$3:N$442,MATCH($C481,'SISPSN 2023'!$J$3:$J$442,0)),\"\")","v":""},{"$f":"IFERROR(INDEX('SISPSN 2023'!O$3:O$442,MATCH($C481,'SISPSN 2023'!$J$3:$J$442,0)),\"\")","v":""},{"$f":"IFERROR(INDEX('SISPSN 2023'!P$3:P$442,MATCH($C481,'SISPSN 2023'!$J$3:$J$442,0)),\"\")","v":""},{"$f":"IFERROR(INDEX('SISPSN 2023'!Q$3:Q$442,MATCH($C481,'SISPSN 2023'!$J$3:$J$442,0)),\"\")","v":""},{"$f":"IFERROR(INDEX('SISPSN 2023'!R$3:R$442,MATCH($C481,'SISPSN 2023'!$J$3:$J$442,0)),\"\")","v":""},{"$f":"IFERROR(INDEX('SISPSN 2023'!S$3:S$442,MATCH($C481,'SISPSN 2023'!$J$3:$J$442,0)),\"\")","v":""},{"$f":"IFERROR(INDEX('SISPSN 2023'!T$3:T$442,MATCH($C481,'SISPSN 2023'!$J$3:$J$442,0)),\"\")","v":""},{"$f":"IFERROR(INDEX('SISPSN 2023'!U$3:U$442,MATCH($C481,'SISPSN 2023'!$J$3:$J$442,0)),\"\")","v":""},null,{"$error":"#VALUE!"},{"$error":"#VALUE!"},{"$error":"#VALUE!"},{"$error":"#VALUE!"},{"$error":"#VALUE!"},{"$error":"#VALUE!"},{"$f":"IFERROR(PERCENTRANK(_xlfn._xlws.FILTER($AD$4:$AD$547,$AD$4:$AD$547<>\"\"),AD481),\"\")","v":""},{"$error":"#VALUE!"},{"$error":"#VALUE!"},{"$error":"#VALUE!"}]
["Sumatera Barat","sumatera barat","Kota Solok",75850,2022,null,"sumatera barat","sumatera barat","Kota Solok",78.53,79.349999999999994,79.66,0.88400000000000001,1,{"$f":"IFERROR(INDEX('SISPSN 2023'!H$3:H$442,MATCH($C482,'SISPSN 2023'!$J$3:$J$442,0)),\"\")","v":2023},{"$f":"IFERROR(INDEX('SISPSN 2023'!I$3:I$442,MATCH($C482,'SISPSN 2023'!$J$3:$J$442,0)),\"\")","v":"Sumatera Barat"},{"$f":"IFERROR(INDEX('SISPSN 2023'!J$3:J$442,MATCH($C482,'SISPSN 2023'!$J$3:$J$442,0)),\"\")","v":"Kota Solok"},{"$f":"IFERROR(INDEX('SISPSN 2023'!K$3:K$442,MATCH($C482,'SISPSN 2023'!$J$3:$J$442,0)),\"\")","v":20364.12},{"$f":"IFERROR(INDEX('SISPSN 2023'!L$3:L$442,MATCH($C482,'SISPSN 2023'!$J$3:$J$442,0)),\"\")","v":3704.39},{"$f":"IFERROR(INDEX('SISPSN 2023'!M$3:M$442,MATCH($C482,'SISPSN 2023'!$J$3:$J$442,0)),\"\")","v":18.190000000000001},{"$f":"IFERROR(INDEX('SISPSN 2023'!N$3:N$442,MATCH($C482,'SISPSN 2023'!$J$3:$J$442,0)),\"\")","v":16509},{"$f":"IFERROR(INDEX('SISPSN 2023'!O$3:O$442,MATCH($C482,'SISPSN 2023'!$J$3:$J$442,0)),\"\")","v":81.069999999999993},{"$f":"IFERROR(INDEX('SISPSN 2023'!P$3:P$442,MATCH($C482,'SISPSN 2023'!$J$3:$J$442,0)),\"\")","v":20213.39},{"$f":"IFERROR(INDEX('SISPSN 2023'!Q$3:Q$442,MATCH($C482,'SISPSN 2023'!$J$3:$J$442,0)),\"\")","v":99.26},{"$f":"IFERROR(INDEX('SISPSN 2023'!R$3:R$442,MATCH($C482,'SISPSN 2023'!$J$3:$J$442,0)),\"\")","v":3566.22},{"$f":"IFERROR(INDEX('SISPSN 2023'!S$3:S$442,MATCH($C482,'SISPSN 2023'!$J$3:$J$442,0)),\"\")","v":180},{"$f":"IFERROR(INDEX('SISPSN 2023'!T$3:T$442,MATCH($C482,'SISPSN 2023'!$J$3:$J$442,0)),\"\")","v":18.399999999999999},{"$f":"IFERROR(INDEX('SISPSN 2023'!U$3:U$442,MATCH($C482,'SISPSN 2023'!$J$3:$J$442,0)),\"\")","v":"P 2"},null,0.73555846524774027,0.13380374025880207,0.59631030964141551,0.73011404990021755,0.12881299608997571,6.501657019532061E-3,{"$f":"IFERROR(PERCENTRANK(_xlfn._xlws.FILTER($AD$4:$AD$547,$AD$4:$AD$547<>\"\"),AD482),\"\")","v":""},0.754,0.93899999999999995,0.79800000000000004]
["Sumatera Barat","sumatera barat","Kab. Lima Puluh Kota",388375,2022,null,"sumatera barat","sumatera barat","Lima Puluh Kota",71.03,71.64,72.05,0.46100000000000002,1,{"$f":"IFERROR(INDEX('SISPSN 2023'!H$3:H$442,MATCH($C483,'SISPSN 2023'!$J$3:$J$442,0)),\"\")","v":2023},{"$f":"IFERROR(INDEX('SISPSN 2023'!I$3:I$442,MATCH($C483,'SISPSN 2023'!$J$3:$J$442,0)),\"\")","v":"Sumatera Barat"},{"$f":"IFERROR(INDEX('SISPSN 2023'!J$3:J$442,MATCH($C483,'SISPSN 2023'!$J$3:$J$442,0)),\"\")","v":"Kab. Lima Puluh Kota"},{"$f":"IFERROR(INDEX('SISPSN 2023'!K$3:K$442,MATCH($C483,'SISPSN 2023'!$J$3:$J$442,0)),\"\")","v":56964.67},{"$f":"IFERROR(INDEX('SISPSN 2023'!L$3:L$442,MATCH($C483,'SISPSN 2023'!$J$3:$J$442,0)),\"\")","v":10540.57},{"$f":"IFERROR(INDEX('SISPSN 2023'!M$3:M$442,MATCH($C483,'SISPSN 2023'!$J$3:$J$442,0)),\"\")","v":18.5},{"$f":"IFERROR(INDEX('SISPSN 2023'!N$3:N$442,MATCH($C483,'SISPSN 2023'!$J$3:$J$442,0)),\"\")","v":6624.75},{"$f":"IFERROR(INDEX('SISPSN 2023'!O$3:O$442,MATCH($C483,'SISPSN 2023'!$J$3:$J$442,0)),\"\")","v":11.63},{"$f":"IFERROR(INDEX('SISPSN 2023'!P$3:P$442,MATCH($C483,'SISPSN 2023'!$J$3:$J$442,0)),\"\")","v":17165.32},{"$f":"IFERROR(INDEX('SISPSN 2023'!Q$3:Q$442,MATCH($C483,'SISPSN 2023'!$J$3:$J$442,0)),\"\")","v":30.13},{"$f":"IFERROR(INDEX('SISPSN 2023'!R$3:R$442,MATCH($C483,'SISPSN 2023'!$J$3:$J$442,0)),\"\")","v":10457.07},{"$f":"IFERROR(INDEX('SISPSN 2023'!S$3:S$442,MATCH($C483,'SISPSN 2023'!$J$3:$J$442,0)),\"\")","v":0},{"$f":"IFERROR(INDEX('SISPSN 2023'!T$3:T$442,MATCH($C483,'SISPSN 2023'!$J$3:$J$442,0)),\"\")","v":18.36},{"$f":"IFERROR(INDEX('SISPSN 2023'!U$3:U$442,MATCH($C483,'SISPSN 2023'!$J$3:$J$442,0)),\"\")","v":"P 2"},null,0.40184767052744358,7.4356675822601206E-2,4.6733183134856776E-2,0.12108985895745797,7.3767639135668028E-2,0,{"$f":"IFERROR(PERCENTRANK(_xlfn._xlws.FILTER($AD$4:$AD$547,$AD$4:$AD$547<>\"\"),AD483),\"\")","v":""},0.75900000000000001,0.08,0.79200000000000004]
["Sumatera Barat","sumatera barat","Kota Padang",919145,2022,null,"sumatera barat","sumatera barat","Padang",83.3,83.69,83.98,0.97899999999999998,1,{"$f":"IFERROR(INDEX('SISPSN 2023'!H$3:H$442,MATCH($C484,'SISPSN 2023'!$J$3:$J$442,0)),\"\")","v":2023},{"$f":"IFERROR(INDEX('SISPSN 2023'!I$3:I$442,MATCH($C484,'SISPSN 2023'!$J$3:$J$442,0)),\"\")","v":"Sumatera Barat"},{"$f":"IFERROR(INDEX('SISPSN 2023'!J$3:J$442,MATCH($C484,'SISPSN 2023'!$J$3:$J$442,0)),\"\")","v":"Kota Padang"},{"$f":"IFERROR(INDEX('SISPSN 2023'!K$3:K$442,MATCH($C484,'SISPSN 2023'!$J$3:$J$442,0)),\"\")","v":236296.62},{"$f":"IFERROR(INDEX('SISPSN 2023'!L$3:L$442,MATCH($C484,'SISPSN 2023'!$J$3:$J$442,0)),\"\")","v":51634.43},{"$f":"IFERROR(INDEX('SISPSN 2023'!M$3:M$442,MATCH($C484,'SISPSN 2023'!$J$3:$J$442,0)),\"\")","v":21.85},{"$f":"IFERROR(INDEX('SISPSN 2023'!N$3:N$442,MATCH($C484,'SISPSN 2023'!$J$3:$J$442,0)),\"\")","v":174470},{"$f":"IFERROR(INDEX('SISPSN 2023'!O$3:O$442,MATCH($C484,'SISPSN 2023'!$J$3:$J$442,0)),\"\")","v":73.84},{"$f":"IFERROR(INDEX('SISPSN 2023'!P$3:P$442,MATCH($C484,'SISPSN 2023'!$J$3:$J$442,0)),\"\")","v":226104.43},{"$f":"IFERROR(INDEX('SISPSN 2023'!Q$3:Q$442,MATCH($C484,'SISPSN 2023'!$J$3:$J$442,0)),\"\")","v":95.69},{"$f":"IFERROR(INDEX('SISPSN 2023'!R$3:R$442,MATCH($C484,'SISPSN 2023'!$J$3:$J$442,0)),\"\")","v":29554.54},{"$f":"IFERROR(INDEX('SISPSN 2023'!S$3:S$442,MATCH($C484,'SISPSN 2023'!$J$3:$J$442,0)),\"\")","v":0},{"$f":"IFERROR(INDEX('SISPSN 2023'!T$3:T$442,MATCH($C484,'SISPSN 2023'!$J$3:$J$442,0)),\"\")","v":12.51},{"$f":"IFERROR(INDEX('SISPSN 2023'!U$3:U$442,MATCH($C484,'SISPSN 2023'!$J$3:$J$442,0)),\"\")","v":"P 2"},null,0.70433718292543612,0.15390846034175448,0.52004852335594498,0.67395698369769941,8.809419891937989E-2,0,{"$f":"IFERROR(PERCENTRANK(_xlfn._xlws.FILTER($AD$4:$AD$547,$AD$4:$AD$547<>\"\"),AD484),\"\")","v":""},0.83699999999999997,0.86099999999999999,0.624]
["Sumatera Barat","sumatera barat","Kota Padang Panjang",57850,2022,null,"sumatera barat","sumatera barat","Padang Panjang",78.52,79.28,79.760000000000005,0.89,1,{"$f":"IFERROR(INDEX('SISPSN 2023'!H$3:H$442,MATCH($C485,'SISPSN 2023'!$J$3:$J$442,0)),\"\")","v":2023},{"$f":"IFERROR(INDEX('SISPSN 2023'!I$3:I$442,MATCH($C485,'SISPSN 2023'!$J$3:$J$442,0)),\"\")","v":"Sumatera Barat"},{"$f":"IFERROR(INDEX('SISPSN 2023'!J$3:J$442,MATCH($C485,'SISPSN 2023'!$J$3:$J$442,0)),\"\")","v":"Kota Padang Panjang"},{"$f":"IFERROR(INDEX('SISPSN 2023'!K$3:K$442,MATCH($C485,'SISPSN 2023'!$J$3:$J$442,0)),\"\")","v":17975.23},{"$f":"IFERROR(INDEX('SISPSN 2023'!L$3:L$442,MATCH($C485,'SISPSN 2023'!$J$3:$J$442,0)),\"\")","v":1947.86},{"$f":"IFERROR(INDEX('SISPSN 2023'!M$3:M$442,MATCH($C485,'SISPSN 2023'!$J$3:$J$442,0)),\"\")","v":10.84},{"$f":"IFERROR(INDEX('SISPSN 2023'!N$3:N$442,MATCH($C485,'SISPSN 2023'!$J$3:$J$442,0)),\"\")","v":15754.44},{"$f":"IFERROR(INDEX('SISPSN 2023'!O$3:O$442,MATCH($C485,'SISPSN 2023'!$J$3:$J$442,0)),\"\")","v":87.65},{"$f":"IFERROR(INDEX('SISPSN 2023'!P$3:P$442,MATCH($C485,'SISPSN 2023'!$J$3:$J$442,0)),\"\")","v":17702.3},{"$f":"IFERROR(INDEX('SISPSN 2023'!Q$3:Q$442,MATCH($C485,'SISPSN 2023'!$J$3:$J$442,0)),\"\")","v":98.48},{"$f":"IFERROR(INDEX('SISPSN 2023'!R$3:R$442,MATCH($C485,'SISPSN 2023'!$J$3:$J$442,0)),\"\")","v":935.53},{"$f":"IFERROR(INDEX('SISPSN 2023'!S$3:S$442,MATCH($C485,'SISPSN 2023'!$J$3:$J$442,0)),\"\")","v":0},{"$f":"IFERROR(INDEX('SISPSN 2023'!T$3:T$442,MATCH($C485,'SISPSN 2023'!$J$3:$J$442,0)),\"\")","v":5.2},{"$f":"IFERROR(INDEX('SISPSN 2023'!U$3:U$442,MATCH($C485,'SISPSN 2023'!$J$3:$J$442,0)),\"\")","v":"P 2"},null,0.85129136524549798,9.2248966978842314E-2,0.74611666923195319,0.83836563621079552,4.4305892660517876E-2,0,{"$f":"IFERROR(PERCENTRANK(_xlfn._xlws.FILTER($AD$4:$AD$547,$AD$4:$AD$547<>\"\"),AD485),\"\")","v":""},0.54900000000000004,0.98299999999999998,0.46600000000000003]
["Sumatera Barat","sumatera barat","Kab. Padang Pariaman",436129,2022,null,"sumatera barat","sumatera barat","Padang Pariaman",72.92,73.67,74.540000000000006,0.70099999999999996,1,{"$f":"IFERROR(INDEX('SISPSN 2023'!H$3:H$442,MATCH($C486,'SISPSN 2023'!$J$3:$J$442,0)),\"\")","v":2023},{"$f":"IFERROR(INDEX('SISPSN 2023'!I$3:I$442,MATCH($C486,'SISPSN 2023'!$J$3:$J$442,0)),\"\")","v":"Sumatera Barat"},{"$f":"IFERROR(INDEX('SISPSN 2023'!J$3:J$442,MATCH($C486,'SISPSN 2023'!$J$3:$J$442,0)),\"\")","v":"Kab. Padang Pariaman"},{"$f":"IFERROR(INDEX('SISPSN 2023'!K$3:K$442,MATCH($C486,'SISPSN 2023'!$J$3:$J$442,0)),\"\")","v":79593.539999999994},{"$f":"IFERROR(INDEX('SISPSN 2023'!L$3:L$442,MATCH($C486,'SISPSN 2023'!$J$3:$J$442,0)),\"\")","v":224.44},{"$f":"IFERROR(INDEX('SISPSN 2023'!M$3:M$442,MATCH($C486,'SISPSN 2023'!$J$3:$J$442,0)),\"\")","v":0.28000000000000003},{"$f":"IFERROR(INDEX('SISPSN 2023'!N$3:N$442,MATCH($C486,'SISPSN 2023'!$J$3:$J$442,0)),\"\")","v":5058.8999999999996},{"$f":"IFERROR(INDEX('SISPSN 2023'!O$3:O$442,MATCH($C486,'SISPSN 2023'!$J$3:$J$442,0)),\"\")","v":6.36},{"$f":"IFERROR(INDEX('SISPSN 2023'!P$3:P$442,MATCH($C486,'SISPSN 2023'!$J$3:$J$442,0)),\"\")","v":5283.34},{"$f":"IFERROR(INDEX('SISPSN 2023'!Q$3:Q$442,MATCH($C486,'SISPSN 2023'!$J$3:$J$442,0)),\"\")","v":6.64},{"$f":"IFERROR(INDEX('SISPSN 2023'!R$3:R$442,MATCH($C486,'SISPSN 2023'!$J$3:$J$442,0)),\"\")","v":1.78},{"$f":"IFERROR(INDEX('SISPSN 2023'!S$3:S$442,MATCH($C486,'SISPSN 2023'!$J$3:$J$442,0)),\"\")","v":0},{"$f":"IFERROR(INDEX('SISPSN 2023'!T$3:T$442,MATCH($C486,'SISPSN 2023'!$J$3:$J$442,0)),\"\")","v":0},{"$f":"IFERROR(INDEX('SISPSN 2023'!U$3:U$442,MATCH($C486,'SISPSN 2023'!$J$3:$J$442,0)),\"\")","v":"P 2"},null,0.49999998429520837,1.4099133733116603E-3,3.177958814937782E-2,3.3189501522689485E-2,1.1181811640058614E-5,0,{"$f":"IFERROR(PERCENTRANK(_xlfn._xlws.FILTER($AD$4:$AD$547,$AD$4:$AD$547<>\"\"),AD486),\"\")","v":""},0.20699999999999999,0.03,0]
["Sumatera Barat","sumatera barat","Kota Pariaman",96719,2022,null,"sumatera barat","sumatera barat","Pariaman",78.72,79.31,79.760000000000005,0.89,1,{"$f":"IFERROR(INDEX('SISPSN 2023'!H$3:H$442,MATCH($C487,'SISPSN 2023'!$J$3:$J$442,0)),\"\")","v":2023},{"$f":"IFERROR(INDEX('SISPSN 2023'!I$3:I$442,MATCH($C487,'SISPSN 2023'!$J$3:$J$442,0)),\"\")","v":"Sumatera Barat"},{"$f":"IFERROR(INDEX('SISPSN 2023'!J$3:J$442,MATCH($C487,'SISPSN 2023'!$J$3:$J$442,0)),\"\")","v":"Kota Pariaman"},{"$f":"IFERROR(INDEX('SISPSN 2023'!K$3:K$442,MATCH($C487,'SISPSN 2023'!$J$3:$J$442,0)),\"\")","v":14524.66},{"$f":"IFERROR(INDEX('SISPSN 2023'!L$3:L$442,MATCH($C487,'SISPSN 2023'!$J$3:$J$442,0)),\"\")","v":755.77},{"$f":"IFERROR(INDEX('SISPSN 2023'!M$3:M$442,MATCH($C487,'SISPSN 2023'!$J$3:$J$442,0)),\"\")","v":5.2},{"$f":"IFERROR(INDEX('SISPSN 2023'!N$3:N$442,MATCH($C487,'SISPSN 2023'!$J$3:$J$442,0)),\"\")","v":10512},{"$f":"IFERROR(INDEX('SISPSN 2023'!O$3:O$442,MATCH($C487,'SISPSN 2023'!$J$3:$J$442,0)),\"\")","v":72.37},{"$f":"IFERROR(INDEX('SISPSN 2023'!P$3:P$442,MATCH($C487,'SISPSN 2023'!$J$3:$J$442,0)),\"\")","v":11267.77},{"$f":"IFERROR(INDEX('SISPSN 2023'!Q$3:Q$442,MATCH($C487,'SISPSN 2023'!$J$3:$J$442,0)),\"\")","v":77.58},{"$f":"IFERROR(INDEX('SISPSN 2023'!R$3:R$442,MATCH($C487,'SISPSN 2023'!$J$3:$J$442,0)),\"\")","v":755.77},{"$f":"IFERROR(INDEX('SISPSN 2023'!S$3:S$442,MATCH($C487,'SISPSN 2023'!$J$3:$J$442,0)),\"\")","v":0},{"$f":"IFERROR(INDEX('SISPSN 2023'!T$3:T$442,MATCH($C487,'SISPSN 2023'!$J$3:$J$442,0)),\"\")","v":5.2},{"$f":"IFERROR(INDEX('SISPSN 2023'!U$3:U$442,MATCH($C487,'SISPSN 2023'!$J$3:$J$442,0)),\"\")","v":"P 2"},null,0.4114350752292299,2.1408438256454547E-2,0.29776982805860275,0.3191782663150573,2.1408438256454547E-2,0,{"$f":"IFERROR(PERCENTRANK(_xlfn._xlws.FILTER($AD$4:$AD$547,$AD$4:$AD$547<>\"\"),AD487),\"\")","v":""},0.40600000000000003,0.82,0.46600000000000003]
["Sumatera Barat","sumatera barat","Kab. Pasaman",307425,2022,null,"sumatera barat","sumatera barat","Pasaman",68.48,69.12,69.849999999999994,0.27600000000000002,1,{"$f":"IFERROR(INDEX('SISPSN 2023'!H$3:H$442,MATCH($C488,'SISPSN 2023'!$J$3:$J$442,0)),\"\")","v":2023},{"$f":"IFERROR(INDEX('SISPSN 2023'!I$3:I$442,MATCH($C488,'SISPSN 2023'!$J$3:$J$442,0)),\"\")","v":"Sumatera Barat"},{"$f":"IFERROR(INDEX('SISPSN 2023'!J$3:J$442,MATCH($C488,'SISPSN 2023'!$J$3:$J$442,0)),\"\")","v":"Kab. Pasaman"},{"$f":"IFERROR(INDEX('SISPSN 2023'!K$3:K$442,MATCH($C488,'SISPSN 2023'!$J$3:$J$442,0)),\"\")","v":44884.05},{"$f":"IFERROR(INDEX('SISPSN 2023'!L$3:L$442,MATCH($C488,'SISPSN 2023'!$J$3:$J$442,0)),\"\")","v":11408.58},{"$f":"IFERROR(INDEX('SISPSN 2023'!M$3:M$442,MATCH($C488,'SISPSN 2023'!$J$3:$J$442,0)),\"\")","v":25.42},{"$f":"IFERROR(INDEX('SISPSN 2023'!N$3:N$442,MATCH($C488,'SISPSN 2023'!$J$3:$J$442,0)),\"\")","v":17235.3},{"$f":"IFERROR(INDEX('SISPSN 2023'!O$3:O$442,MATCH($C488,'SISPSN 2023'!$J$3:$J$442,0)),\"\")","v":38.4},{"$f":"IFERROR(INDEX('SISPSN 2023'!P$3:P$442,MATCH($C488,'SISPSN 2023'!$J$3:$J$442,0)),\"\")","v":28643.88},{"$f":"IFERROR(INDEX('SISPSN 2023'!Q$3:Q$442,MATCH($C488,'SISPSN 2023'!$J$3:$J$442,0)),\"\")","v":63.82},{"$f":"IFERROR(INDEX('SISPSN 2023'!R$3:R$442,MATCH($C488,'SISPSN 2023'!$J$3:$J$442,0)),\"\")","v":11408.52},{"$f":"IFERROR(INDEX('SISPSN 2023'!S$3:S$442,MATCH($C488,'SISPSN 2023'!$J$3:$J$442,0)),\"\")","v":0},{"$f":"IFERROR(INDEX('SISPSN 2023'!T$3:T$442,MATCH($C488,'SISPSN 2023'!$J$3:$J$442,0)),\"\")","v":25.42},{"$f":"IFERROR(INDEX('SISPSN 2023'!U$3:U$442,MATCH($C488,'SISPSN 2023'!$J$3:$J$442,0)),\"\")","v":"P 2"},null,0.4,0.10167157375504215,0.15359843864357162,0.25527001239861374,0.10167103904393654,0,{"$f":"IFERROR(PERCENTRANK(_xlfn._xlws.FILTER($AD$4:$AD$547,$AD$4:$AD$547<>\"\"),AD488),\"\")","v":""},0.90300000000000002,0.48799999999999999,0.93]
["Sumatera Barat","sumatera barat","Pasaman Barat",442479,2022,null,"sumatera barat","sumatera barat","Pasaman Barat",70.569999999999993,71.39,72.03,0.45500000000000002,0,{"$f":"IFERROR(INDEX('SISPSN 2023'!H$3:H$442,MATCH($C489,'SISPSN 2023'!$J$3:$J$442,0)),\"\")","v":""},{"$f":"IFERROR(INDEX('SISPSN 2023'!I$3:I$442,MATCH($C489,'SISPSN 2023'!$J$3:$J$442,0)),\"\")","v":""},{"$f":"IFERROR(INDEX('SISPSN 2023'!J$3:J$442,MATCH($C489,'SISPSN 2023'!$J$3:$J$442,0)),\"\")","v":""},{"$f":"IFERROR(INDEX('SISPSN 2023'!K$3:K$442,MATCH($C489,'SISPSN 2023'!$J$3:$J$442,0)),\"\")","v":""},{"$f":"IFERROR(INDEX('SISPSN 2023'!L$3:L$442,MATCH($C489,'SISPSN 2023'!$J$3:$J$442,0)),\"\")","v":""},{"$f":"IFERROR(INDEX('SISPSN 2023'!M$3:M$442,MATCH($C489,'SISPSN 2023'!$J$3:$J$442,0)),\"\")","v":""},{"$f":"IFERROR(INDEX('SISPSN 2023'!N$3:N$442,MATCH($C489,'SISPSN 2023'!$J$3:$J$442,0)),\"\")","v":""},{"$f":"IFERROR(INDEX('SISPSN 2023'!O$3:O$442,MATCH($C489,'SISPSN 2023'!$J$3:$J$442,0)),\"\")","v":""},{"$f":"IFERROR(INDEX('SISPSN 2023'!P$3:P$442,MATCH($C489,'SISPSN 2023'!$J$3:$J$442,0)),\"\")","v":""},{"$f":"IFERROR(INDEX('SISPSN 2023'!Q$3:Q$442,MATCH($C489,'SISPSN 2023'!$J$3:$J$442,0)),\"\")","v":""},{"$f":"IFERROR(INDEX('SISPSN 2023'!R$3:R$442,MATCH($C489,'SISPSN 2023'!$J$3:$J$442,0)),\"\")","v":""},{"$f":"IFERROR(INDEX('SISPSN 2023'!S$3:S$442,MATCH($C489,'SISPSN 2023'!$J$3:$J$442,0)),\"\")","v":""},{"$f":"IFERROR(INDEX('SISPSN 2023'!T$3:T$442,MATCH($C489,'SISPSN 2023'!$J$3:$J$442,0)),\"\")","v":""},{"$f":"IFERROR(INDEX('SISPSN 2023'!U$3:U$442,MATCH($C489,'SISPSN 2023'!$J$3:$J$442,0)),\"\")","v":""},null,{"$error":"#VALUE!"},{"$error":"#VALUE!"},{"$error":"#VALUE!"},{"$error":"#VALUE!"},{"$error":"#VALUE!"},{"$error":"#VALUE!"},{"$f":"IFERROR(PERCENTRANK(_xlfn._xlws.FILTER($AD$4:$AD$547,$AD$4:$AD$547<>\"\"),AD489),\"\")","v":""},{"$error":"#VALUE!"},{"$error":"#VALUE!"},{"$error":"#VALUE!"}]
["Sumatera Barat","sumatera barat","Kota Payakumbuh",143325,2022,null,"sumatera barat","sumatera barat","Payakumbuh",79.239999999999995,79.7,80.14,0.90100000000000002,1,{"$f":"IFERROR(INDEX('SISPSN 2023'!H$3:H$442,MATCH($C490,'SISPSN 2023'!$J$3:$J$442,0)),\"\")","v":2023},{"$f":"IFERROR(INDEX('SISPSN 2023'!I$3:I$442,MATCH($C490,'SISPSN 2023'!$J$3:$J$442,0)),\"\")","v":"Sumatera Barat"},{"$f":"IFERROR(INDEX('SISPSN 2023'!J$3:J$442,MATCH($C490,'SISPSN 2023'!$J$3:$J$442,0)),\"\")","v":"Kota Payakumbuh"},{"$f":"IFERROR(INDEX('SISPSN 2023'!K$3:K$442,MATCH($C490,'SISPSN 2023'!$J$3:$J$442,0)),\"\")","v":34041.589999999997},{"$f":"IFERROR(INDEX('SISPSN 2023'!L$3:L$442,MATCH($C490,'SISPSN 2023'!$J$3:$J$442,0)),\"\")","v":5449.69},{"$f":"IFERROR(INDEX('SISPSN 2023'!M$3:M$442,MATCH($C490,'SISPSN 2023'!$J$3:$J$442,0)),\"\")","v":16.010000000000002},{"$f":"IFERROR(INDEX('SISPSN 2023'!N$3:N$442,MATCH($C490,'SISPSN 2023'!$J$3:$J$442,0)),\"\")","v":27188.85},{"$f":"IFERROR(INDEX('SISPSN 2023'!O$3:O$442,MATCH($C490,'SISPSN 2023'!$J$3:$J$442,0)),\"\")","v":79.87},{"$f":"IFERROR(INDEX('SISPSN 2023'!P$3:P$442,MATCH($C490,'SISPSN 2023'!$J$3:$J$442,0)),\"\")","v":32638.54},{"$f":"IFERROR(INDEX('SISPSN 2023'!Q$3:Q$442,MATCH($C490,'SISPSN 2023'!$J$3:$J$442,0)),\"\")","v":95.88},{"$f":"IFERROR(INDEX('SISPSN 2023'!R$3:R$442,MATCH($C490,'SISPSN 2023'!$J$3:$J$442,0)),\"\")","v":5400.73},{"$f":"IFERROR(INDEX('SISPSN 2023'!S$3:S$442,MATCH($C490,'SISPSN 2023'!$J$3:$J$442,0)),\"\")","v":0},{"$f":"IFERROR(INDEX('SISPSN 2023'!T$3:T$442,MATCH($C490,'SISPSN 2023'!$J$3:$J$442,0)),\"\")","v":15.87},{"$f":"IFERROR(INDEX('SISPSN 2023'!U$3:U$442,MATCH($C490,'SISPSN 2023'!$J$3:$J$442,0)),\"\")","v":"P 2"},null,0.6507212987056431,0.10417343474094942,0.51972789115646256,0.62390132589741198,0.1032375408892043,0,{"$f":"IFERROR(PERCENTRANK(_xlfn._xlws.FILTER($AD$4:$AD$547,$AD$4:$AD$547<>\"\"),AD490),\"\")","v":""},0.69,0.93300000000000005,0.72899999999999998]
["Sumatera Barat","sumatera barat","Kab. Pesisir Selatan",516518,2022,null,"sumatera barat","sumatera barat","Pesisir Selatan",71.010000000000005,71.72,72.239999999999995,0.47399999999999998,1,{"$f":"IFERROR(INDEX('SISPSN 2023'!H$3:H$442,MATCH($C491,'SISPSN 2023'!$J$3:$J$442,0)),\"\")","v":2023},{"$f":"IFERROR(INDEX('SISPSN 2023'!I$3:I$442,MATCH($C491,'SISPSN 2023'!$J$3:$J$442,0)),\"\")","v":"Sumatera Barat"},{"$f":"IFERROR(INDEX('SISPSN 2023'!J$3:J$442,MATCH($C491,'SISPSN 2023'!$J$3:$J$442,0)),\"\")","v":"Kab. Pesisir Selatan"},{"$f":"IFERROR(INDEX('SISPSN 2023'!K$3:K$442,MATCH($C491,'SISPSN 2023'!$J$3:$J$442,0)),\"\")","v":56558.720000000001},{"$f":"IFERROR(INDEX('SISPSN 2023'!L$3:L$442,MATCH($C491,'SISPSN 2023'!$J$3:$J$442,0)),\"\")","v":10183.93},{"$f":"IFERROR(INDEX('SISPSN 2023'!M$3:M$442,MATCH($C491,'SISPSN 2023'!$J$3:$J$442,0)),\"\")","v":18.010000000000002},{"$f":"IFERROR(INDEX('SISPSN 2023'!N$3:N$442,MATCH($C491,'SISPSN 2023'!$J$3:$J$442,0)),\"\")","v":13180.15},{"$f":"IFERROR(INDEX('SISPSN 2023'!O$3:O$442,MATCH($C491,'SISPSN 2023'!$J$3:$J$442,0)),\"\")","v":23.3},{"$f":"IFERROR(INDEX('SISPSN 2023'!P$3:P$442,MATCH($C491,'SISPSN 2023'!$J$3:$J$442,0)),\"\")","v":23364.080000000002},{"$f":"IFERROR(INDEX('SISPSN 2023'!Q$3:Q$442,MATCH($C491,'SISPSN 2023'!$J$3:$J$442,0)),\"\")","v":41.31},{"$f":"IFERROR(INDEX('SISPSN 2023'!R$3:R$442,MATCH($C491,'SISPSN 2023'!$J$3:$J$442,0)),\"\")","v":6978.81},{"$f":"IFERROR(INDEX('SISPSN 2023'!S$3:S$442,MATCH($C491,'SISPSN 2023'!$J$3:$J$442,0)),\"\")","v":222.65},{"$f":"IFERROR(INDEX('SISPSN 2023'!T$3:T$442,MATCH($C491,'SISPSN 2023'!$J$3:$J$442,0)),\"\")","v":12.73},{"$f":"IFERROR(INDEX('SISPSN 2023'!U$3:U$442,MATCH($C491,'SISPSN 2023'!$J$3:$J$442,0)),\"\")","v":"P 2"},null,{"$f":"IF(ISBLANK(R491),\"\",R491*1000/$D491/365)","v":0.2999999946957782},{"$f":"IF(ISBLANK(S491),\"\",S491*1000/$D491/365)","v":5.401782335212283E-2},{"$f":"IF(ISBLANK(U491),\"\",U491*1000/$D491/365)","v":6.9910438745600351E-2},{"$f":"IF(ISBLANK(W491),\"\",W491*1000/$D491/365)","v":0.12392826209772319},{"$f":"IF(ISBLANK(Y491),\"\",Y491*1000/$D491/365)","v":3.7017156027980197E-2},{"$f":"IF(ISBLANK(Z491),\"\",Z491*1000/$D491/365)","v":1.1809849801943011E-3},{"$f":"IFERROR(PERCENTRANK(_xlfn._xlws.FILTER($AD$4:$AD$547,$AD$4:$AD$547<>\"\"),AD491),\"\")","v":""},0.751,0.26500000000000001,0.63500000000000001]
["Sumatera Barat","sumatera barat","Kota Sawahlunto",66413,2022,null,"sumatera barat","sumatera barat","Sawahlunto",74.349999999999994,75.209999999999994,75.91,0.78300000000000003,1,{"$f":"IFERROR(INDEX('SISPSN 2023'!H$3:H$442,MATCH($C492,'SISPSN 2023'!$J$3:$J$442,0)),\"\")","v":2023},{"$f":"IFERROR(INDEX('SISPSN 2023'!I$3:I$442,MATCH($C492,'SISPSN 2023'!$J$3:$J$442,0)),\"\")","v":"Sumatera Barat"},{"$f":"IFERROR(INDEX('SISPSN 2023'!J$3:J$442,MATCH($C492,'SISPSN 2023'!$J$3:$J$442,0)),\"\")","v":"Kota Sawahlunto"},{"$f":"IFERROR(INDEX('SISPSN 2023'!K$3:K$442,MATCH($C492,'SISPSN 2023'!$J$3:$J$442,0)),\"\")","v":6925.99},{"$f":"IFERROR(INDEX('SISPSN 2023'!L$3:L$442,MATCH($C492,'SISPSN 2023'!$J$3:$J$442,0)),\"\")","v":1743.9},{"$f":"IFERROR(INDEX('SISPSN 2023'!M$3:M$442,MATCH($C492,'SISPSN 2023'!$J$3:$J$442,0)),\"\")","v":25.18},{"$f":"IFERROR(INDEX('SISPSN 2023'!N$3:N$442,MATCH($C492,'SISPSN 2023'!$J$3:$J$442,0)),\"\")","v":5088.1000000000004},{"$f":"IFERROR(INDEX('SISPSN 2023'!O$3:O$442,MATCH($C492,'SISPSN 2023'!$J$3:$J$442,0)),\"\")","v":73.459999999999994},{"$f":"IFERROR(INDEX('SISPSN 2023'!P$3:P$442,MATCH($C492,'SISPSN 2023'!$J$3:$J$442,0)),\"\")","v":6832},{"$f":"IFERROR(INDEX('SISPSN 2023'!Q$3:Q$442,MATCH($C492,'SISPSN 2023'!$J$3:$J$442,0)),\"\")","v":98.64},{"$f":"IFERROR(INDEX('SISPSN 2023'!R$3:R$442,MATCH($C492,'SISPSN 2023'!$J$3:$J$442,0)),\"\")","v":1424.48},{"$f":"IFERROR(INDEX('SISPSN 2023'!S$3:S$442,MATCH($C492,'SISPSN 2023'!$J$3:$J$442,0)),\"\")","v":21.9},{"$f":"IFERROR(INDEX('SISPSN 2023'!T$3:T$442,MATCH($C492,'SISPSN 2023'!$J$3:$J$442,0)),\"\")","v":20.88},{"$f":"IFERROR(INDEX('SISPSN 2023'!U$3:U$442,MATCH($C492,'SISPSN 2023'!$J$3:$J$442,0)),\"\")","v":"P 2"},null,0.28571687875104501,7.1940858253325135E-2,0.20989866441811092,0.28183952267143603,5.8763870499854688E-2,9.0343757999186908E-4,{"$f":"IFERROR(PERCENTRANK(_xlfn._xlws.FILTER($AD$4:$AD$547,$AD$4:$AD$547<>\"\"),AD492),\"\")","v":""},0.9,0.85599999999999998,0.84499999999999997]
["Sumatera Barat","sumatera barat","Kab. Sijunjung",240317,2022,null,"sumatera barat","sumatera barat","Sijunjung",70.48,71.319999999999993,72.3,0.48599999999999999,1,{"$f":"IFERROR(INDEX('SISPSN 2023'!H$3:H$442,MATCH($C493,'SISPSN 2023'!$J$3:$J$442,0)),\"\")","v":2023},{"$f":"IFERROR(INDEX('SISPSN 2023'!I$3:I$442,MATCH($C493,'SISPSN 2023'!$J$3:$J$442,0)),\"\")","v":"Sumatera Barat"},{"$f":"IFERROR(INDEX('SISPSN 2023'!J$3:J$442,MATCH($C493,'SISPSN 2023'!$J$3:$J$442,0)),\"\")","v":"Kab. Sijunjung"},{"$f":"IFERROR(INDEX('SISPSN 2023'!K$3:K$442,MATCH($C493,'SISPSN 2023'!$J$3:$J$442,0)),\"\")","v":36471.199999999997},{"$f":"IFERROR(INDEX('SISPSN 2023'!L$3:L$442,MATCH($C493,'SISPSN 2023'!$J$3:$J$442,0)),\"\")","v":8103.59},{"$f":"IFERROR(INDEX('SISPSN 2023'!M$3:M$442,MATCH($C493,'SISPSN 2023'!$J$3:$J$442,0)),\"\")","v":22.22},{"$f":"IFERROR(INDEX('SISPSN 2023'!N$3:N$442,MATCH($C493,'SISPSN 2023'!$J$3:$J$442,0)),\"\")","v":7569.55},{"$f":"IFERROR(INDEX('SISPSN 2023'!O$3:O$442,MATCH($C493,'SISPSN 2023'!$J$3:$J$442,0)),\"\")","v":20.75},{"$f":"IFERROR(INDEX('SISPSN 2023'!P$3:P$442,MATCH($C493,'SISPSN 2023'!$J$3:$J$442,0)),\"\")","v":15673.15},{"$f":"IFERROR(INDEX('SISPSN 2023'!Q$3:Q$442,MATCH($C493,'SISPSN 2023'!$J$3:$J$442,0)),\"\")","v":42.97},{"$f":"IFERROR(INDEX('SISPSN 2023'!R$3:R$442,MATCH($C493,'SISPSN 2023'!$J$3:$J$442,0)),\"\")","v":8080.04},{"$f":"IFERROR(INDEX('SISPSN 2023'!S$3:S$442,MATCH($C493,'SISPSN 2023'!$J$3:$J$442,0)),\"\")","v":87.05},{"$f":"IFERROR(INDEX('SISPSN 2023'!T$3:T$442,MATCH($C493,'SISPSN 2023'!$J$3:$J$442,0)),\"\")","v":22.39},{"$f":"IFERROR(INDEX('SISPSN 2023'!U$3:U$442,MATCH($C493,'SISPSN 2023'!$J$3:$J$442,0)),\"\")","v":"P 2"},null,0.41578871195300776,9.2384710354890265E-2,8.6296404959636364E-2,0.17868122931919661,9.2116229357103147E-2,9.9241065211754268E-4,{"$f":"IFERROR(PERCENTRANK(_xlfn._xlws.FILTER($AD$4:$AD$547,$AD$4:$AD$547<>\"\"),AD493),\"\")","v":""},0.84199999999999997,0.22600000000000001,0.86399999999999999]
["Sumatera Barat","sumatera barat","Kab. Solok Selatan",188649,2022,null,"sumatera barat","sumatera barat","Solok Selatan",70.88,71.36,72.239999999999995,0.47399999999999998,1,{"$f":"IFERROR(INDEX('SISPSN 2023'!H$3:H$442,MATCH($C494,'SISPSN 2023'!$J$3:$J$442,0)),\"\")","v":2023},{"$f":"IFERROR(INDEX('SISPSN 2023'!I$3:I$442,MATCH($C494,'SISPSN 2023'!$J$3:$J$442,0)),\"\")","v":"Sumatera Barat"},{"$f":"IFERROR(INDEX('SISPSN 2023'!J$3:J$442,MATCH($C494,'SISPSN 2023'!$J$3:$J$442,0)),\"\")","v":"Kab. Solok Selatan"},{"$f":"IFERROR(INDEX('SISPSN 2023'!K$3:K$442,MATCH($C494,'SISPSN 2023'!$J$3:$J$442,0)),\"\")","v":27542.75},{"$f":"IFERROR(INDEX('SISPSN 2023'!L$3:L$442,MATCH($C494,'SISPSN 2023'!$J$3:$J$442,0)),\"\")","v":6545.25},{"$f":"IFERROR(INDEX('SISPSN 2023'!M$3:M$442,MATCH($C494,'SISPSN 2023'!$J$3:$J$442,0)),\"\")","v":23.76},{"$f":"IFERROR(INDEX('SISPSN 2023'!N$3:N$442,MATCH($C494,'SISPSN 2023'!$J$3:$J$442,0)),\"\")","v":4281.09},{"$f":"IFERROR(INDEX('SISPSN 2023'!O$3:O$442,MATCH($C494,'SISPSN 2023'!$J$3:$J$442,0)),\"\")","v":15.54},{"$f":"IFERROR(INDEX('SISPSN 2023'!P$3:P$442,MATCH($C494,'SISPSN 2023'!$J$3:$J$442,0)),\"\")","v":10826.33},{"$f":"IFERROR(INDEX('SISPSN 2023'!Q$3:Q$442,MATCH($C494,'SISPSN 2023'!$J$3:$J$442,0)),\"\")","v":39.31},{"$f":"IFERROR(INDEX('SISPSN 2023'!R$3:R$442,MATCH($C494,'SISPSN 2023'!$J$3:$J$442,0)),\"\")","v":6506.13},{"$f":"IFERROR(INDEX('SISPSN 2023'!S$3:S$442,MATCH($C494,'SISPSN 2023'!$J$3:$J$442,0)),\"\")","v":0},{"$f":"IFERROR(INDEX('SISPSN 2023'!T$3:T$442,MATCH($C494,'SISPSN 2023'!$J$3:$J$442,0)),\"\")","v":23.62},{"$f":"IFERROR(INDEX('SISPSN 2023'!U$3:U$442,MATCH($C494,'SISPSN 2023'!$J$3:$J$442,0)),\"\")","v":"P 2"},null,0.39999994190849614,9.5055853891735015E-2,6.2173739053109939E-2,0.15722944771608532,9.4487718984092889E-2,0,{"$f":"IFERROR(PERCENTRANK(_xlfn._xlws.FILTER($AD$4:$AD$547,$AD$4:$AD$547<>\"\"),AD494),\"\")","v":""},0.87,0.13500000000000001,0.89700000000000002]
["Sumatera Barat","sumatera barat","Kab. Tanah Datar",376276,2022,null,"sumatera barat","sumatera barat","Tanah Datar",74.14,74.87,75.569999999999993,0.77500000000000002,1,{"$f":"IFERROR(INDEX('SISPSN 2023'!H$3:H$442,MATCH($C495,'SISPSN 2023'!$J$3:$J$442,0)),\"\")","v":2023},{"$f":"IFERROR(INDEX('SISPSN 2023'!I$3:I$442,MATCH($C495,'SISPSN 2023'!$J$3:$J$442,0)),\"\")","v":"Sumatera Barat"},{"$f":"IFERROR(INDEX('SISPSN 2023'!J$3:J$442,MATCH($C495,'SISPSN 2023'!$J$3:$J$442,0)),\"\")","v":"Kab. Tanah Datar"},{"$f":"IFERROR(INDEX('SISPSN 2023'!K$3:K$442,MATCH($C495,'SISPSN 2023'!$J$3:$J$442,0)),\"\")","v":47382.559999999998},{"$f":"IFERROR(INDEX('SISPSN 2023'!L$3:L$442,MATCH($C495,'SISPSN 2023'!$J$3:$J$442,0)),\"\")","v":9133.39},{"$f":"IFERROR(INDEX('SISPSN 2023'!M$3:M$442,MATCH($C495,'SISPSN 2023'!$J$3:$J$442,0)),\"\")","v":19.28},{"$f":"IFERROR(INDEX('SISPSN 2023'!N$3:N$442,MATCH($C495,'SISPSN 2023'!$J$3:$J$442,0)),\"\")","v":16916.07},{"$f":"IFERROR(INDEX('SISPSN 2023'!O$3:O$442,MATCH($C495,'SISPSN 2023'!$J$3:$J$442,0)),\"\")","v":35.700000000000003},{"$f":"IFERROR(INDEX('SISPSN 2023'!P$3:P$442,MATCH($C495,'SISPSN 2023'!$J$3:$J$442,0)),\"\")","v":26049.45},{"$f":"IFERROR(INDEX('SISPSN 2023'!Q$3:Q$442,MATCH($C495,'SISPSN 2023'!$J$3:$J$442,0)),\"\")","v":54.98},{"$f":"IFERROR(INDEX('SISPSN 2023'!R$3:R$442,MATCH($C495,'SISPSN 2023'!$J$3:$J$442,0)),\"\")","v":8883.44},{"$f":"IFERROR(INDEX('SISPSN 2023'!S$3:S$442,MATCH($C495,'SISPSN 2023'!$J$3:$J$442,0)),\"\")","v":584.58000000000004},{"$f":"IFERROR(INDEX('SISPSN 2023'!T$3:T$442,MATCH($C495,'SISPSN 2023'!$J$3:$J$442,0)),\"\")","v":19.98},{"$f":"IFERROR(INDEX('SISPSN 2023'!U$3:U$442,MATCH($C495,'SISPSN 2023'!$J$3:$J$442,0)),\"\")","v":"P 2"},null,0.34500003422145531,6.6501680419080306E-2,0.12316862425526467,0.18967023186273788,6.46817542995618E-2,4.2564209279781079E-3,{"$f":"IFERROR(PERCENTRANK(_xlfn._xlws.FILTER($AD$4:$AD$547,$AD$4:$AD$547<>\"\"),AD495),\"\")","v":""},0.79,0.433,0.83399999999999996]
["Sumatera Barat","total","total",5640629,2022,null,"SUMATERA BARAT (Provinsi)","total","SUMATERA BARAT (Provinsi)",74.56,75.16,75.64,0.77900000000000003,0,{"$f":"IFERROR(INDEX('SISPSN 2023'!H$3:H$442,MATCH($C496,'SISPSN 2023'!$J$3:$J$442,0)),\"\")","v":""},{"$f":"IFERROR(INDEX('SISPSN 2023'!I$3:I$442,MATCH($C496,'SISPSN 2023'!$J$3:$J$442,0)),\"\")","v":""},{"$f":"IFERROR(INDEX('SISPSN 2023'!J$3:J$442,MATCH($C496,'SISPSN 2023'!$J$3:$J$442,0)),\"\")","v":""},{"$f":"IFERROR(INDEX('SISPSN 2023'!K$3:K$442,MATCH($C496,'SISPSN 2023'!$J$3:$J$442,0)),\"\")","v":""},{"$f":"IFERROR(INDEX('SISPSN 2023'!L$3:L$442,MATCH($C496,'SISPSN 2023'!$J$3:$J$442,0)),\"\")","v":""},{"$f":"IFERROR(INDEX('SISPSN 2023'!M$3:M$442,MATCH($C496,'SISPSN 2023'!$J$3:$J$442,0)),\"\")","v":""},{"$f":"IFERROR(INDEX('SISPSN 2023'!N$3:N$442,MATCH($C496,'SISPSN 2023'!$J$3:$J$442,0)),\"\")","v":""},{"$f":"IFERROR(INDEX('SISPSN 2023'!O$3:O$442,MATCH($C496,'SISPSN 2023'!$J$3:$J$442,0)),\"\")","v":""},{"$f":"IFERROR(INDEX('SISPSN 2023'!P$3:P$442,MATCH($C496,'SISPSN 2023'!$J$3:$J$442,0)),\"\")","v":""},{"$f":"IFERROR(INDEX('SISPSN 2023'!Q$3:Q$442,MATCH($C496,'SISPSN 2023'!$J$3:$J$442,0)),\"\")","v":""},{"$f":"IFERROR(INDEX('SISPSN 2023'!R$3:R$442,MATCH($C496,'SISPSN 2023'!$J$3:$J$442,0)),\"\")","v":""},{"$f":"IFERROR(INDEX('SISPSN 2023'!S$3:S$442,MATCH($C496,'SISPSN 2023'!$J$3:$J$442,0)),\"\")","v":""},{"$f":"IFERROR(INDEX('SISPSN 2023'!T$3:T$442,MATCH($C496,'SISPSN 2023'!$J$3:$J$442,0)),\"\")","v":""},{"$f":"IFERROR(INDEX('SISPSN 2023'!U$3:U$442,MATCH($C496,'SISPSN 2023'!$J$3:$J$442,0)),\"\")","v":""},null,{"$error":"#VALUE!"},{"$error":"#VALUE!"},{"$error":"#VALUE!"},{"$error":"#VALUE!"},{"$error":"#VALUE!"},{"$error":"#VALUE!"},{"$f":"IFERROR(PERCENTRANK(_xlfn._xlws.FILTER($AD$4:$AD$547,$AD$4:$AD$547<>\"\"),AD496),\"\")","v":""},{"$error":"#VALUE!"},{"$error":"#VALUE!"},{"$error":"#VALUE!"}]
["Sumatera Selatan","Sumatera Selatan","Banyuasin",852576,2022,null,null,null,null,null,null,null,{"$error":"#N/A"},0,{"$f":"IFERROR(INDEX('SISPSN 2023'!H$3:H$442,MATCH($C497,'SISPSN 2023'!$J$3:$J$442,0)),\"\")","v":""},{"$f":"IFERROR(INDEX('SISPSN 2023'!I$3:I$442,MATCH($C497,'SISPSN 2023'!$J$3:$J$442,0)),\"\")","v":""},{"$f":"IFERROR(INDEX('SISPSN 2023'!J$3:J$442,MATCH($C497,'SISPSN 2023'!$J$3:$J$442,0)),\"\")","v":""},{"$f":"IFERROR(INDEX('SISPSN 2023'!K$3:K$442,MATCH($C497,'SISPSN 2023'!$J$3:$J$442,0)),\"\")","v":""},{"$f":"IFERROR(INDEX('SISPSN 2023'!L$3:L$442,MATCH($C497,'SISPSN 2023'!$J$3:$J$442,0)),\"\")","v":""},{"$f":"IFERROR(INDEX('SISPSN 2023'!M$3:M$442,MATCH($C497,'SISPSN 2023'!$J$3:$J$442,0)),\"\")","v":""},{"$f":"IFERROR(INDEX('SISPSN 2023'!N$3:N$442,MATCH($C497,'SISPSN 2023'!$J$3:$J$442,0)),\"\")","v":""},{"$f":"IFERROR(INDEX('SISPSN 2023'!O$3:O$442,MATCH($C497,'SISPSN 2023'!$J$3:$J$442,0)),\"\")","v":""},{"$f":"IFERROR(INDEX('SISPSN 2023'!P$3:P$442,MATCH($C497,'SISPSN 2023'!$J$3:$J$442,0)),\"\")","v":""},{"$f":"IFERROR(INDEX('SISPSN 2023'!Q$3:Q$442,MATCH($C497,'SISPSN 2023'!$J$3:$J$442,0)),\"\")","v":""},{"$f":"IFERROR(INDEX('SISPSN 2023'!R$3:R$442,MATCH($C497,'SISPSN 2023'!$J$3:$J$442,0)),\"\")","v":""},{"$f":"IFERROR(INDEX('SISPSN 2023'!S$3:S$442,MATCH($C497,'SISPSN 2023'!$J$3:$J$442,0)),\"\")","v":""},{"$f":"IFERROR(INDEX('SISPSN 2023'!T$3:T$442,MATCH($C497,'SISPSN 2023'!$J$3:$J$442,0)),\"\")","v":""},{"$f":"IFERROR(INDEX('SISPSN 2023'!U$3:U$442,MATCH($C497,'SISPSN 2023'!$J$3:$J$442,0)),\"\")","v":""},null,{"$error":"#VALUE!"},{"$error":"#VALUE!"},{"$error":"#VALUE!"},{"$error":"#VALUE!"},{"$error":"#VALUE!"},{"$error":"#VALUE!"},{"$f":"IFERROR(PERCENTRANK(_xlfn._xlws.FILTER($AD$4:$AD$547,$AD$4:$AD$547<>\"\"),AD497),\"\")","v":""},{"$error":"#VALUE!"},{"$error":"#VALUE!"},{"$error":"#VALUE!"}]
["Sumatera Selatan","Sumatera Selatan","Empat Lawang",357673,2022,null,null,null,null,null,null,null,{"$error":"#N/A"},0,{"$f":"IFERROR(INDEX('SISPSN 2023'!H$3:H$442,MATCH($C498,'SISPSN 2023'!$J$3:$J$442,0)),\"\")","v":""},{"$f":"IFERROR(INDEX('SISPSN 2023'!I$3:I$442,MATCH($C498,'SISPSN 2023'!$J$3:$J$442,0)),\"\")","v":""},{"$f":"IFERROR(INDEX('SISPSN 2023'!J$3:J$442,MATCH($C498,'SISPSN 2023'!$J$3:$J$442,0)),\"\")","v":""},{"$f":"IFERROR(INDEX('SISPSN 2023'!K$3:K$442,MATCH($C498,'SISPSN 2023'!$J$3:$J$442,0)),\"\")","v":""},{"$f":"IFERROR(INDEX('SISPSN 2023'!L$3:L$442,MATCH($C498,'SISPSN 2023'!$J$3:$J$442,0)),\"\")","v":""},{"$f":"IFERROR(INDEX('SISPSN 2023'!M$3:M$442,MATCH($C498,'SISPSN 2023'!$J$3:$J$442,0)),\"\")","v":""},{"$f":"IFERROR(INDEX('SISPSN 2023'!N$3:N$442,MATCH($C498,'SISPSN 2023'!$J$3:$J$442,0)),\"\")","v":""},{"$f":"IFERROR(INDEX('SISPSN 2023'!O$3:O$442,MATCH($C498,'SISPSN 2023'!$J$3:$J$442,0)),\"\")","v":""},{"$f":"IFERROR(INDEX('SISPSN 2023'!P$3:P$442,MATCH($C498,'SISPSN 2023'!$J$3:$J$442,0)),\"\")","v":""},{"$f":"IFERROR(INDEX('SISPSN 2023'!Q$3:Q$442,MATCH($C498,'SISPSN 2023'!$J$3:$J$442,0)),\"\")","v":""},{"$f":"IFERROR(INDEX('SISPSN 2023'!R$3:R$442,MATCH($C498,'SISPSN 2023'!$J$3:$J$442,0)),\"\")","v":""},{"$f":"IFERROR(INDEX('SISPSN 2023'!S$3:S$442,MATCH($C498,'SISPSN 2023'!$J$3:$J$442,0)),\"\")","v":""},{"$f":"IFERROR(INDEX('SISPSN 2023'!T$3:T$442,MATCH($C498,'SISPSN 2023'!$J$3:$J$442,0)),\"\")","v":""},{"$f":"IFERROR(INDEX('SISPSN 2023'!U$3:U$442,MATCH($C498,'SISPSN 2023'!$J$3:$J$442,0)),\"\")","v":""},null,{"$error":"#VALUE!"},{"$error":"#VALUE!"},{"$error":"#VALUE!"},{"$error":"#VALUE!"},{"$error":"#VALUE!"},{"$error":"#VALUE!"},{"$f":"IFERROR(PERCENTRANK(_xlfn._xlws.FILTER($AD$4:$AD$547,$AD$4:$AD$547<>\"\"),AD498),\"\")","v":""},{"$error":"#VALUE!"},{"$error":"#VALUE!"},{"$error":"#VALUE!"}]
["Sumatera Selatan","Sumatera Selatan","Kab. Lahat",441174,2022,null,null,null,null,null,null,null,{"$error":"#N/A"},1,{"$f":"IFERROR(INDEX('SISPSN 2023'!H$3:H$442,MATCH($C499,'SISPSN 2023'!$J$3:$J$442,0)),\"\")","v":2023},{"$f":"IFERROR(INDEX('SISPSN 2023'!I$3:I$442,MATCH($C499,'SISPSN 2023'!$J$3:$J$442,0)),\"\")","v":"Sumatera Selatan"},{"$f":"IFERROR(INDEX('SISPSN 2023'!J$3:J$442,MATCH($C499,'SISPSN 2023'!$J$3:$J$442,0)),\"\")","v":"Kab. Lahat"},{"$f":"IFERROR(INDEX('SISPSN 2023'!K$3:K$442,MATCH($C499,'SISPSN 2023'!$J$3:$J$442,0)),\"\")","v":98053.34},{"$f":"IFERROR(INDEX('SISPSN 2023'!L$3:L$442,MATCH($C499,'SISPSN 2023'!$J$3:$J$442,0)),\"\")","v":8483.33},{"$f":"IFERROR(INDEX('SISPSN 2023'!M$3:M$442,MATCH($C499,'SISPSN 2023'!$J$3:$J$442,0)),\"\")","v":8.65},{"$f":"IFERROR(INDEX('SISPSN 2023'!N$3:N$442,MATCH($C499,'SISPSN 2023'!$J$3:$J$442,0)),\"\")","v":24639.73},{"$f":"IFERROR(INDEX('SISPSN 2023'!O$3:O$442,MATCH($C499,'SISPSN 2023'!$J$3:$J$442,0)),\"\")","v":25.13},{"$f":"IFERROR(INDEX('SISPSN 2023'!P$3:P$442,MATCH($C499,'SISPSN 2023'!$J$3:$J$442,0)),\"\")","v":33123.050000000003},{"$f":"IFERROR(INDEX('SISPSN 2023'!Q$3:Q$442,MATCH($C499,'SISPSN 2023'!$J$3:$J$442,0)),\"\")","v":33.78},{"$f":"IFERROR(INDEX('SISPSN 2023'!R$3:R$442,MATCH($C499,'SISPSN 2023'!$J$3:$J$442,0)),\"\")","v":8483.33},{"$f":"IFERROR(INDEX('SISPSN 2023'!S$3:S$442,MATCH($C499,'SISPSN 2023'!$J$3:$J$442,0)),\"\")","v":122.68},{"$f":"IFERROR(INDEX('SISPSN 2023'!T$3:T$442,MATCH($C499,'SISPSN 2023'!$J$3:$J$442,0)),\"\")","v":8.7799999999999994},{"$f":"IFERROR(INDEX('SISPSN 2023'!U$3:U$442,MATCH($C499,'SISPSN 2023'!$J$3:$J$442,0)),\"\")","v":"P 2"},null,0.60891912866858167,5.2682161686772117E-2,0.15301470528417607,0.20569680487014383,5.2682161686772117E-2,7.6185266820142598E-4,{"$f":"IFERROR(PERCENTRANK(_xlfn._xlws.FILTER($AD$4:$AD$547,$AD$4:$AD$547<>\"\"),AD499),\"\")","v":""},0.48799999999999999,0.29499999999999998,0.54400000000000004]
["Sumatera Selatan","Sumatera Selatan","Lubuk Linggau",240238,2022,null,null,null,null,null,null,null,{"$error":"#N/A"},0,{"$f":"IFERROR(INDEX('SISPSN 2023'!H$3:H$442,MATCH($C500,'SISPSN 2023'!$J$3:$J$442,0)),\"\")","v":""},{"$f":"IFERROR(INDEX('SISPSN 2023'!I$3:I$442,MATCH($C500,'SISPSN 2023'!$J$3:$J$442,0)),\"\")","v":""},{"$f":"IFERROR(INDEX('SISPSN 2023'!J$3:J$442,MATCH($C500,'SISPSN 2023'!$J$3:$J$442,0)),\"\")","v":""},{"$f":"IFERROR(INDEX('SISPSN 2023'!K$3:K$442,MATCH($C500,'SISPSN 2023'!$J$3:$J$442,0)),\"\")","v":""},{"$f":"IFERROR(INDEX('SISPSN 2023'!L$3:L$442,MATCH($C500,'SISPSN 2023'!$J$3:$J$442,0)),\"\")","v":""},{"$f":"IFERROR(INDEX('SISPSN 2023'!M$3:M$442,MATCH($C500,'SISPSN 2023'!$J$3:$J$442,0)),\"\")","v":""},{"$f":"IFERROR(INDEX('SISPSN 2023'!N$3:N$442,MATCH($C500,'SISPSN 2023'!$J$3:$J$442,0)),\"\")","v":""},{"$f":"IFERROR(INDEX('SISPSN 2023'!O$3:O$442,MATCH($C500,'SISPSN 2023'!$J$3:$J$442,0)),\"\")","v":""},{"$f":"IFERROR(INDEX('SISPSN 2023'!P$3:P$442,MATCH($C500,'SISPSN 2023'!$J$3:$J$442,0)),\"\")","v":""},{"$f":"IFERROR(INDEX('SISPSN 2023'!Q$3:Q$442,MATCH($C500,'SISPSN 2023'!$J$3:$J$442,0)),\"\")","v":""},{"$f":"IFERROR(INDEX('SISPSN 2023'!R$3:R$442,MATCH($C500,'SISPSN 2023'!$J$3:$J$442,0)),\"\")","v":""},{"$f":"IFERROR(INDEX('SISPSN 2023'!S$3:S$442,MATCH($C500,'SISPSN 2023'!$J$3:$J$442,0)),\"\")","v":""},{"$f":"IFERROR(INDEX('SISPSN 2023'!T$3:T$442,MATCH($C500,'SISPSN 2023'!$J$3:$J$442,0)),\"\")","v":""},{"$f":"IFERROR(INDEX('SISPSN 2023'!U$3:U$442,MATCH($C500,'SISPSN 2023'!$J$3:$J$442,0)),\"\")","v":""},null,{"$error":"#VALUE!"},{"$error":"#VALUE!"},{"$error":"#VALUE!"},{"$error":"#VALUE!"},{"$error":"#VALUE!"},{"$error":"#VALUE!"},{"$f":"IFERROR(PERCENTRANK(_xlfn._xlws.FILTER($AD$4:$AD$547,$AD$4:$AD$547<>\"\"),AD500),\"\")","v":""},{"$error":"#VALUE!"},{"$error":"#VALUE!"},{"$error":"#VALUE!"}]
["Sumatera Selatan","Sumatera Selatan","Kab. Muara Enim",624019,2022,null,null,null,null,null,null,null,{"$error":"#N/A"},1,{"$f":"IFERROR(INDEX('SISPSN 2023'!H$3:H$442,MATCH($C501,'SISPSN 2023'!$J$3:$J$442,0)),\"\")","v":2023},{"$f":"IFERROR(INDEX('SISPSN 2023'!I$3:I$442,MATCH($C501,'SISPSN 2023'!$J$3:$J$442,0)),\"\")","v":"Sumatera Selatan"},{"$f":"IFERROR(INDEX('SISPSN 2023'!J$3:J$442,MATCH($C501,'SISPSN 2023'!$J$3:$J$442,0)),\"\")","v":"Kab. Muara Enim"},{"$f":"IFERROR(INDEX('SISPSN 2023'!K$3:K$442,MATCH($C501,'SISPSN 2023'!$J$3:$J$442,0)),\"\")","v":84971.42},{"$f":"IFERROR(INDEX('SISPSN 2023'!L$3:L$442,MATCH($C501,'SISPSN 2023'!$J$3:$J$442,0)),\"\")","v":18982.39},{"$f":"IFERROR(INDEX('SISPSN 2023'!M$3:M$442,MATCH($C501,'SISPSN 2023'!$J$3:$J$442,0)),\"\")","v":22.34},{"$f":"IFERROR(INDEX('SISPSN 2023'!N$3:N$442,MATCH($C501,'SISPSN 2023'!$J$3:$J$442,0)),\"\")","v":32709.47},{"$f":"IFERROR(INDEX('SISPSN 2023'!O$3:O$442,MATCH($C501,'SISPSN 2023'!$J$3:$J$442,0)),\"\")","v":38.49},{"$f":"IFERROR(INDEX('SISPSN 2023'!P$3:P$442,MATCH($C501,'SISPSN 2023'!$J$3:$J$442,0)),\"\")","v":51691.86},{"$f":"IFERROR(INDEX('SISPSN 2023'!Q$3:Q$442,MATCH($C501,'SISPSN 2023'!$J$3:$J$442,0)),\"\")","v":60.83},{"$f":"IFERROR(INDEX('SISPSN 2023'!R$3:R$442,MATCH($C501,'SISPSN 2023'!$J$3:$J$442,0)),\"\")","v":18971.45},{"$f":"IFERROR(INDEX('SISPSN 2023'!S$3:S$442,MATCH($C501,'SISPSN 2023'!$J$3:$J$442,0)),\"\")","v":0},{"$f":"IFERROR(INDEX('SISPSN 2023'!T$3:T$442,MATCH($C501,'SISPSN 2023'!$J$3:$J$442,0)),\"\")","v":22.33},{"$f":"IFERROR(INDEX('SISPSN 2023'!U$3:U$442,MATCH($C501,'SISPSN 2023'!$J$3:$J$442,0)),\"\")","v":"P 2"},null,0.37306301724611612,8.3341289199856866E-2,0.14360938737661813,0.22695067657647497,8.329325764514503E-2,0,{"$f":"IFERROR(PERCENTRANK(_xlfn._xlws.FILTER($AD$4:$AD$547,$AD$4:$AD$547<>\"\"),AD501),\"\")","v":""},0.84499999999999997,0.49399999999999999,0.86099999999999999]
["Sumatera Selatan","Sumatera Selatan","Kab. Musi Banyuasin",633124,2022,null,null,null,null,null,null,null,{"$error":"#N/A"},1,{"$f":"IFERROR(INDEX('SISPSN 2023'!H$3:H$442,MATCH($C502,'SISPSN 2023'!$J$3:$J$442,0)),\"\")","v":2023},{"$f":"IFERROR(INDEX('SISPSN 2023'!I$3:I$442,MATCH($C502,'SISPSN 2023'!$J$3:$J$442,0)),\"\")","v":"Sumatera Selatan"},{"$f":"IFERROR(INDEX('SISPSN 2023'!J$3:J$442,MATCH($C502,'SISPSN 2023'!$J$3:$J$442,0)),\"\")","v":"Kab. Musi Banyuasin"},{"$f":"IFERROR(INDEX('SISPSN 2023'!K$3:K$442,MATCH($C502,'SISPSN 2023'!$J$3:$J$442,0)),\"\")","v":92436.1},{"$f":"IFERROR(INDEX('SISPSN 2023'!L$3:L$442,MATCH($C502,'SISPSN 2023'!$J$3:$J$442,0)),\"\")","v":22183.98},{"$f":"IFERROR(INDEX('SISPSN 2023'!M$3:M$442,MATCH($C502,'SISPSN 2023'!$J$3:$J$442,0)),\"\")","v":24},{"$f":"IFERROR(INDEX('SISPSN 2023'!N$3:N$442,MATCH($C502,'SISPSN 2023'!$J$3:$J$442,0)),\"\")","v":18516.45},{"$f":"IFERROR(INDEX('SISPSN 2023'!O$3:O$442,MATCH($C502,'SISPSN 2023'!$J$3:$J$442,0)),\"\")","v":20.03},{"$f":"IFERROR(INDEX('SISPSN 2023'!P$3:P$442,MATCH($C502,'SISPSN 2023'!$J$3:$J$442,0)),\"\")","v":40700.43},{"$f":"IFERROR(INDEX('SISPSN 2023'!Q$3:Q$442,MATCH($C502,'SISPSN 2023'!$J$3:$J$442,0)),\"\")","v":44.03},{"$f":"IFERROR(INDEX('SISPSN 2023'!R$3:R$442,MATCH($C502,'SISPSN 2023'!$J$3:$J$442,0)),\"\")","v":17113.48},{"$f":"IFERROR(INDEX('SISPSN 2023'!S$3:S$442,MATCH($C502,'SISPSN 2023'!$J$3:$J$442,0)),\"\")","v":0},{"$f":"IFERROR(INDEX('SISPSN 2023'!T$3:T$442,MATCH($C502,'SISPSN 2023'!$J$3:$J$442,0)),\"\")","v":18.510000000000002},{"$f":"IFERROR(INDEX('SISPSN 2023'!U$3:U$442,MATCH($C502,'SISPSN 2023'!$J$3:$J$442,0)),\"\")","v":"P 2"},null,0.39999998269074599,9.5997035963350422E-2,8.0126483911524451E-2,0.17612351987487487,7.4055392901457642E-2,0,{"$f":"IFERROR(PERCENTRANK(_xlfn._xlws.FILTER($AD$4:$AD$547,$AD$4:$AD$547<>\"\"),AD502),\"\")","v":""},0.878,0.218,0.80100000000000005]
["Sumatera Selatan","Sumatera Selatan","Musi Rawas",402674,2022,null,null,null,null,null,null,null,{"$error":"#N/A"},0,{"$f":"IFERROR(INDEX('SISPSN 2023'!H$3:H$442,MATCH($C503,'SISPSN 2023'!$J$3:$J$442,0)),\"\")","v":""},{"$f":"IFERROR(INDEX('SISPSN 2023'!I$3:I$442,MATCH($C503,'SISPSN 2023'!$J$3:$J$442,0)),\"\")","v":""},{"$f":"IFERROR(INDEX('SISPSN 2023'!J$3:J$442,MATCH($C503,'SISPSN 2023'!$J$3:$J$442,0)),\"\")","v":""},{"$f":"IFERROR(INDEX('SISPSN 2023'!K$3:K$442,MATCH($C503,'SISPSN 2023'!$J$3:$J$442,0)),\"\")","v":""},{"$f":"IFERROR(INDEX('SISPSN 2023'!L$3:L$442,MATCH($C503,'SISPSN 2023'!$J$3:$J$442,0)),\"\")","v":""},{"$f":"IFERROR(INDEX('SISPSN 2023'!M$3:M$442,MATCH($C503,'SISPSN 2023'!$J$3:$J$442,0)),\"\")","v":""},{"$f":"IFERROR(INDEX('SISPSN 2023'!N$3:N$442,MATCH($C503,'SISPSN 2023'!$J$3:$J$442,0)),\"\")","v":""},{"$f":"IFERROR(INDEX('SISPSN 2023'!O$3:O$442,MATCH($C503,'SISPSN 2023'!$J$3:$J$442,0)),\"\")","v":""},{"$f":"IFERROR(INDEX('SISPSN 2023'!P$3:P$442,MATCH($C503,'SISPSN 2023'!$J$3:$J$442,0)),\"\")","v":""},{"$f":"IFERROR(INDEX('SISPSN 2023'!Q$3:Q$442,MATCH($C503,'SISPSN 2023'!$J$3:$J$442,0)),\"\")","v":""},{"$f":"IFERROR(INDEX('SISPSN 2023'!R$3:R$442,MATCH($C503,'SISPSN 2023'!$J$3:$J$442,0)),\"\")","v":""},{"$f":"IFERROR(INDEX('SISPSN 2023'!S$3:S$442,MATCH($C503,'SISPSN 2023'!$J$3:$J$442,0)),\"\")","v":""},{"$f":"IFERROR(INDEX('SISPSN 2023'!T$3:T$442,MATCH($C503,'SISPSN 2023'!$J$3:$J$442,0)),\"\")","v":""},{"$f":"IFERROR(INDEX('SISPSN 2023'!U$3:U$442,MATCH($C503,'SISPSN 2023'!$J$3:$J$442,0)),\"\")","v":""},null,{"$error":"#VALUE!"},{"$error":"#VALUE!"},{"$error":"#VALUE!"},{"$error":"#VALUE!"},{"$error":"#VALUE!"},{"$error":"#VALUE!"},{"$f":"IFERROR(PERCENTRANK(_xlfn._xlws.FILTER($AD$4:$AD$547,$AD$4:$AD$547<>\"\"),AD503),\"\")","v":""},{"$error":"#VALUE!"},{"$error":"#VALUE!"},{"$error":"#VALUE!"}]
["Sumatera Selatan","Sumatera Selatan","Kab. Musi Rawas Utara",192369,2022,null,null,null,null,null,null,null,{"$error":"#N/A"},1,{"$f":"IFERROR(INDEX('SISPSN 2023'!H$3:H$442,MATCH($C504,'SISPSN 2023'!$J$3:$J$442,0)),\"\")","v":2023},{"$f":"IFERROR(INDEX('SISPSN 2023'!I$3:I$442,MATCH($C504,'SISPSN 2023'!$J$3:$J$442,0)),\"\")","v":"Sumatera Selatan"},{"$f":"IFERROR(INDEX('SISPSN 2023'!J$3:J$442,MATCH($C504,'SISPSN 2023'!$J$3:$J$442,0)),\"\")","v":"Kab. Musi Rawas Utara"},{"$f":"IFERROR(INDEX('SISPSN 2023'!K$3:K$442,MATCH($C504,'SISPSN 2023'!$J$3:$J$442,0)),\"\")","v":28398.02},{"$f":"IFERROR(INDEX('SISPSN 2023'!L$3:L$442,MATCH($C504,'SISPSN 2023'!$J$3:$J$442,0)),\"\")","v":4624.55},{"$f":"IFERROR(INDEX('SISPSN 2023'!M$3:M$442,MATCH($C504,'SISPSN 2023'!$J$3:$J$442,0)),\"\")","v":16.28},{"$f":"IFERROR(INDEX('SISPSN 2023'!N$3:N$442,MATCH($C504,'SISPSN 2023'!$J$3:$J$442,0)),\"\")","v":5902.05},{"$f":"IFERROR(INDEX('SISPSN 2023'!O$3:O$442,MATCH($C504,'SISPSN 2023'!$J$3:$J$442,0)),\"\")","v":20.78},{"$f":"IFERROR(INDEX('SISPSN 2023'!P$3:P$442,MATCH($C504,'SISPSN 2023'!$J$3:$J$442,0)),\"\")","v":10526.6},{"$f":"IFERROR(INDEX('SISPSN 2023'!Q$3:Q$442,MATCH($C504,'SISPSN 2023'!$J$3:$J$442,0)),\"\")","v":37.07},{"$f":"IFERROR(INDEX('SISPSN 2023'!R$3:R$442,MATCH($C504,'SISPSN 2023'!$J$3:$J$442,0)),\"\")","v":4624.55},{"$f":"IFERROR(INDEX('SISPSN 2023'!S$3:S$442,MATCH($C504,'SISPSN 2023'!$J$3:$J$442,0)),\"\")","v":0},{"$f":"IFERROR(INDEX('SISPSN 2023'!T$3:T$442,MATCH($C504,'SISPSN 2023'!$J$3:$J$442,0)),\"\")","v":16.28},{"$f":"IFERROR(INDEX('SISPSN 2023'!U$3:U$442,MATCH($C504,'SISPSN 2023'!$J$3:$J$442,0)),\"\")","v":"P 2"},null,0.40444559425140192,6.5863002874683552E-2,8.4057202563822653E-2,0.1499202054385062,6.5863002874683552E-2,0,{"$f":"IFERROR(PERCENTRANK(_xlfn._xlws.FILTER($AD$4:$AD$547,$AD$4:$AD$547<>\"\"),AD504),\"\")","v":""},0.70099999999999996,0.23200000000000001,0.73399999999999999]
["Sumatera Selatan","Sumatera Selatan","Kab. Ogan Ilir",422907,2022,null,null,null,null,null,null,null,{"$error":"#N/A"},1,{"$f":"IFERROR(INDEX('SISPSN 2023'!H$3:H$442,MATCH($C505,'SISPSN 2023'!$J$3:$J$442,0)),\"\")","v":2023},{"$f":"IFERROR(INDEX('SISPSN 2023'!I$3:I$442,MATCH($C505,'SISPSN 2023'!$J$3:$J$442,0)),\"\")","v":"Sumatera Selatan"},{"$f":"IFERROR(INDEX('SISPSN 2023'!J$3:J$442,MATCH($C505,'SISPSN 2023'!$J$3:$J$442,0)),\"\")","v":"Kab. Ogan Ilir"},{"$f":"IFERROR(INDEX('SISPSN 2023'!K$3:K$442,MATCH($C505,'SISPSN 2023'!$J$3:$J$442,0)),\"\")","v":64162.47},{"$f":"IFERROR(INDEX('SISPSN 2023'!L$3:L$442,MATCH($C505,'SISPSN 2023'!$J$3:$J$442,0)),\"\")","v":2.36},{"$f":"IFERROR(INDEX('SISPSN 2023'!M$3:M$442,MATCH($C505,'SISPSN 2023'!$J$3:$J$442,0)),\"\")","v":0},{"$f":"IFERROR(INDEX('SISPSN 2023'!N$3:N$442,MATCH($C505,'SISPSN 2023'!$J$3:$J$442,0)),\"\")","v":23827.200000000001},{"$f":"IFERROR(INDEX('SISPSN 2023'!O$3:O$442,MATCH($C505,'SISPSN 2023'!$J$3:$J$442,0)),\"\")","v":37.14},{"$f":"IFERROR(INDEX('SISPSN 2023'!P$3:P$442,MATCH($C505,'SISPSN 2023'!$J$3:$J$442,0)),\"\")","v":23829.56},{"$f":"IFERROR(INDEX('SISPSN 2023'!Q$3:Q$442,MATCH($C505,'SISPSN 2023'!$J$3:$J$442,0)),\"\")","v":37.14},{"$f":"IFERROR(INDEX('SISPSN 2023'!R$3:R$442,MATCH($C505,'SISPSN 2023'!$J$3:$J$442,0)),\"\")","v":0},{"$f":"IFERROR(INDEX('SISPSN 2023'!S$3:S$442,MATCH($C505,'SISPSN 2023'!$J$3:$J$442,0)),\"\")","v":0},{"$f":"IFERROR(INDEX('SISPSN 2023'!T$3:T$442,MATCH($C505,'SISPSN 2023'!$J$3:$J$442,0)),\"\")","v":0},{"$f":"IFERROR(INDEX('SISPSN 2023'!U$3:U$442,MATCH($C505,'SISPSN 2023'!$J$3:$J$442,0)),\"\")","v":"P 2"},null,0.41566488386594663,1.5288830463098351E-5,0.15436017847895636,0.15437546730941945,0,0,{"$f":"IFERROR(PERCENTRANK(_xlfn._xlws.FILTER($AD$4:$AD$547,$AD$4:$AD$547<>\"\"),AD505),\"\")","v":""},0,0.46100000000000002,0]
["Sumatera Selatan","Sumatera Selatan","Ogan Komering Ilir",776690,2022,null,null,null,null,null,null,null,{"$error":"#N/A"},0,{"$f":"IFERROR(INDEX('SISPSN 2023'!H$3:H$442,MATCH($C506,'SISPSN 2023'!$J$3:$J$442,0)),\"\")","v":""},{"$f":"IFERROR(INDEX('SISPSN 2023'!I$3:I$442,MATCH($C506,'SISPSN 2023'!$J$3:$J$442,0)),\"\")","v":""},{"$f":"IFERROR(INDEX('SISPSN 2023'!J$3:J$442,MATCH($C506,'SISPSN 2023'!$J$3:$J$442,0)),\"\")","v":""},{"$f":"IFERROR(INDEX('SISPSN 2023'!K$3:K$442,MATCH($C506,'SISPSN 2023'!$J$3:$J$442,0)),\"\")","v":""},{"$f":"IFERROR(INDEX('SISPSN 2023'!L$3:L$442,MATCH($C506,'SISPSN 2023'!$J$3:$J$442,0)),\"\")","v":""},{"$f":"IFERROR(INDEX('SISPSN 2023'!M$3:M$442,MATCH($C506,'SISPSN 2023'!$J$3:$J$442,0)),\"\")","v":""},{"$f":"IFERROR(INDEX('SISPSN 2023'!N$3:N$442,MATCH($C506,'SISPSN 2023'!$J$3:$J$442,0)),\"\")","v":""},{"$f":"IFERROR(INDEX('SISPSN 2023'!O$3:O$442,MATCH($C506,'SISPSN 2023'!$J$3:$J$442,0)),\"\")","v":""},{"$f":"IFERROR(INDEX('SISPSN 2023'!P$3:P$442,MATCH($C506,'SISPSN 2023'!$J$3:$J$442,0)),\"\")","v":""},{"$f":"IFERROR(INDEX('SISPSN 2023'!Q$3:Q$442,MATCH($C506,'SISPSN 2023'!$J$3:$J$442,0)),\"\")","v":""},{"$f":"IFERROR(INDEX('SISPSN 2023'!R$3:R$442,MATCH($C506,'SISPSN 2023'!$J$3:$J$442,0)),\"\")","v":""},{"$f":"IFERROR(INDEX('SISPSN 2023'!S$3:S$442,MATCH($C506,'SISPSN 2023'!$J$3:$J$442,0)),\"\")","v":""},{"$f":"IFERROR(INDEX('SISPSN 2023'!T$3:T$442,MATCH($C506,'SISPSN 2023'!$J$3:$J$442,0)),\"\")","v":""},{"$f":"IFERROR(INDEX('SISPSN 2023'!U$3:U$442,MATCH($C506,'SISPSN 2023'!$J$3:$J$442,0)),\"\")","v":""},null,{"$error":"#VALUE!"},{"$error":"#VALUE!"},{"$error":"#VALUE!"},{"$error":"#VALUE!"},{"$error":"#VALUE!"},{"$error":"#VALUE!"},{"$f":"IFERROR(PERCENTRANK(_xlfn._xlws.FILTER($AD$4:$AD$547,$AD$4:$AD$547<>\"\"),AD506),\"\")","v":""},{"$error":"#VALUE!"},{"$error":"#VALUE!"},{"$error":"#VALUE!"}]
["Sumatera Selatan","Sumatera Selatan","Ogan Komering Ulu",375538,2022,null,null,null,null,null,null,null,{"$error":"#N/A"},0,{"$f":"IFERROR(INDEX('SISPSN 2023'!H$3:H$442,MATCH($C507,'SISPSN 2023'!$J$3:$J$442,0)),\"\")","v":""},{"$f":"IFERROR(INDEX('SISPSN 2023'!I$3:I$442,MATCH($C507,'SISPSN 2023'!$J$3:$J$442,0)),\"\")","v":""},{"$f":"IFERROR(INDEX('SISPSN 2023'!J$3:J$442,MATCH($C507,'SISPSN 2023'!$J$3:$J$442,0)),\"\")","v":""},{"$f":"IFERROR(INDEX('SISPSN 2023'!K$3:K$442,MATCH($C507,'SISPSN 2023'!$J$3:$J$442,0)),\"\")","v":""},{"$f":"IFERROR(INDEX('SISPSN 2023'!L$3:L$442,MATCH($C507,'SISPSN 2023'!$J$3:$J$442,0)),\"\")","v":""},{"$f":"IFERROR(INDEX('SISPSN 2023'!M$3:M$442,MATCH($C507,'SISPSN 2023'!$J$3:$J$442,0)),\"\")","v":""},{"$f":"IFERROR(INDEX('SISPSN 2023'!N$3:N$442,MATCH($C507,'SISPSN 2023'!$J$3:$J$442,0)),\"\")","v":""},{"$f":"IFERROR(INDEX('SISPSN 2023'!O$3:O$442,MATCH($C507,'SISPSN 2023'!$J$3:$J$442,0)),\"\")","v":""},{"$f":"IFERROR(INDEX('SISPSN 2023'!P$3:P$442,MATCH($C507,'SISPSN 2023'!$J$3:$J$442,0)),\"\")","v":""},{"$f":"IFERROR(INDEX('SISPSN 2023'!Q$3:Q$442,MATCH($C507,'SISPSN 2023'!$J$3:$J$442,0)),\"\")","v":""},{"$f":"IFERROR(INDEX('SISPSN 2023'!R$3:R$442,MATCH($C507,'SISPSN 2023'!$J$3:$J$442,0)),\"\")","v":""},{"$f":"IFERROR(INDEX('SISPSN 2023'!S$3:S$442,MATCH($C507,'SISPSN 2023'!$J$3:$J$442,0)),\"\")","v":""},{"$f":"IFERROR(INDEX('SISPSN 2023'!T$3:T$442,MATCH($C507,'SISPSN 2023'!$J$3:$J$442,0)),\"\")","v":""},{"$f":"IFERROR(INDEX('SISPSN 2023'!U$3:U$442,MATCH($C507,'SISPSN 2023'!$J$3:$J$442,0)),\"\")","v":""},null,{"$error":"#VALUE!"},{"$error":"#VALUE!"},{"$error":"#VALUE!"},{"$error":"#VALUE!"},{"$error":"#VALUE!"},{"$error":"#VALUE!"},{"$f":"IFERROR(PERCENTRANK(_xlfn._xlws.FILTER($AD$4:$AD$547,$AD$4:$AD$547<>\"\"),AD507),\"\")","v":""},{"$error":"#VALUE!"},{"$error":"#VALUE!"},{"$error":"#VALUE!"}]
["Sumatera Selatan","Sumatera Selatan","Ogan Komering Ulu Selatan",426687,2022,null,null,null,null,null,null,null,{"$error":"#N/A"},0,{"$f":"IFERROR(INDEX('SISPSN 2023'!H$3:H$442,MATCH($C508,'SISPSN 2023'!$J$3:$J$442,0)),\"\")","v":""},{"$f":"IFERROR(INDEX('SISPSN 2023'!I$3:I$442,MATCH($C508,'SISPSN 2023'!$J$3:$J$442,0)),\"\")","v":""},{"$f":"IFERROR(INDEX('SISPSN 2023'!J$3:J$442,MATCH($C508,'SISPSN 2023'!$J$3:$J$442,0)),\"\")","v":""},{"$f":"IFERROR(INDEX('SISPSN 2023'!K$3:K$442,MATCH($C508,'SISPSN 2023'!$J$3:$J$442,0)),\"\")","v":""},{"$f":"IFERROR(INDEX('SISPSN 2023'!L$3:L$442,MATCH($C508,'SISPSN 2023'!$J$3:$J$442,0)),\"\")","v":""},{"$f":"IFERROR(INDEX('SISPSN 2023'!M$3:M$442,MATCH($C508,'SISPSN 2023'!$J$3:$J$442,0)),\"\")","v":""},{"$f":"IFERROR(INDEX('SISPSN 2023'!N$3:N$442,MATCH($C508,'SISPSN 2023'!$J$3:$J$442,0)),\"\")","v":""},{"$f":"IFERROR(INDEX('SISPSN 2023'!O$3:O$442,MATCH($C508,'SISPSN 2023'!$J$3:$J$442,0)),\"\")","v":""},{"$f":"IFERROR(INDEX('SISPSN 2023'!P$3:P$442,MATCH($C508,'SISPSN 2023'!$J$3:$J$442,0)),\"\")","v":""},{"$f":"IFERROR(INDEX('SISPSN 2023'!Q$3:Q$442,MATCH($C508,'SISPSN 2023'!$J$3:$J$442,0)),\"\")","v":""},{"$f":"IFERROR(INDEX('SISPSN 2023'!R$3:R$442,MATCH($C508,'SISPSN 2023'!$J$3:$J$442,0)),\"\")","v":""},{"$f":"IFERROR(INDEX('SISPSN 2023'!S$3:S$442,MATCH($C508,'SISPSN 2023'!$J$3:$J$442,0)),\"\")","v":""},{"$f":"IFERROR(INDEX('SISPSN 2023'!T$3:T$442,MATCH($C508,'SISPSN 2023'!$J$3:$J$442,0)),\"\")","v":""},{"$f":"IFERROR(INDEX('SISPSN 2023'!U$3:U$442,MATCH($C508,'SISPSN 2023'!$J$3:$J$442,0)),\"\")","v":""},null,{"$error":"#VALUE!"},{"$error":"#VALUE!"},{"$error":"#VALUE!"},{"$error":"#VALUE!"},{"$error":"#VALUE!"},{"$error":"#VALUE!"},{"$f":"IFERROR(PERCENTRANK(_xlfn._xlws.FILTER($AD$4:$AD$547,$AD$4:$AD$547<>\"\"),AD508),\"\")","v":""},{"$error":"#VALUE!"},{"$error":"#VALUE!"},{"$error":"#VALUE!"}]
["Sumatera Selatan","Sumatera Selatan","Kab. Ogan Komering Ulu Timur",656857,2022,null,null,null,null,null,null,null,{"$error":"#N/A"},1,{"$f":"IFERROR(INDEX('SISPSN 2023'!H$3:H$442,MATCH($C509,'SISPSN 2023'!$J$3:$J$442,0)),\"\")","v":2023},{"$f":"IFERROR(INDEX('SISPSN 2023'!I$3:I$442,MATCH($C509,'SISPSN 2023'!$J$3:$J$442,0)),\"\")","v":"Sumatera Selatan"},{"$f":"IFERROR(INDEX('SISPSN 2023'!J$3:J$442,MATCH($C509,'SISPSN 2023'!$J$3:$J$442,0)),\"\")","v":"Kab. Ogan Komering Ulu Timur"},{"$f":"IFERROR(INDEX('SISPSN 2023'!K$3:K$442,MATCH($C509,'SISPSN 2023'!$J$3:$J$442,0)),\"\")","v":102609.82},{"$f":"IFERROR(INDEX('SISPSN 2023'!L$3:L$442,MATCH($C509,'SISPSN 2023'!$J$3:$J$442,0)),\"\")","v":3211.67},{"$f":"IFERROR(INDEX('SISPSN 2023'!M$3:M$442,MATCH($C509,'SISPSN 2023'!$J$3:$J$442,0)),\"\")","v":3.13},{"$f":"IFERROR(INDEX('SISPSN 2023'!N$3:N$442,MATCH($C509,'SISPSN 2023'!$J$3:$J$442,0)),\"\")","v":46530.2},{"$f":"IFERROR(INDEX('SISPSN 2023'!O$3:O$442,MATCH($C509,'SISPSN 2023'!$J$3:$J$442,0)),\"\")","v":45.35},{"$f":"IFERROR(INDEX('SISPSN 2023'!P$3:P$442,MATCH($C509,'SISPSN 2023'!$J$3:$J$442,0)),\"\")","v":49741.87},{"$f":"IFERROR(INDEX('SISPSN 2023'!Q$3:Q$442,MATCH($C509,'SISPSN 2023'!$J$3:$J$442,0)),\"\")","v":48.48},{"$f":"IFERROR(INDEX('SISPSN 2023'!R$3:R$442,MATCH($C509,'SISPSN 2023'!$J$3:$J$442,0)),\"\")","v":1824.61},{"$f":"IFERROR(INDEX('SISPSN 2023'!S$3:S$442,MATCH($C509,'SISPSN 2023'!$J$3:$J$442,0)),\"\")","v":0},{"$f":"IFERROR(INDEX('SISPSN 2023'!T$3:T$442,MATCH($C509,'SISPSN 2023'!$J$3:$J$442,0)),\"\")","v":1.78},{"$f":"IFERROR(INDEX('SISPSN 2023'!U$3:U$442,MATCH($C509,'SISPSN 2023'!$J$3:$J$442,0)),\"\")","v":"P 2"},null,0.42798172893117975,1.3395755682608175E-2,0.19407572728919689,0.20747148297180507,7.6103801997227938E-3,0,{"$f":"IFERROR(PERCENTRANK(_xlfn._xlws.FILTER($AD$4:$AD$547,$AD$4:$AD$547<>\"\"),AD509),\"\")","v":""},0.33900000000000002,0.55200000000000005,0.34799999999999998]
["Sumatera Selatan","Sumatera Selatan","Kota Pagar Alam",147071,2022,null,null,null,null,null,null,null,{"$error":"#N/A"},1,{"$f":"IFERROR(INDEX('SISPSN 2023'!H$3:H$442,MATCH($C510,'SISPSN 2023'!$J$3:$J$442,0)),\"\")","v":2023},{"$f":"IFERROR(INDEX('SISPSN 2023'!I$3:I$442,MATCH($C510,'SISPSN 2023'!$J$3:$J$442,0)),\"\")","v":"Sumatera Selatan"},{"$f":"IFERROR(INDEX('SISPSN 2023'!J$3:J$442,MATCH($C510,'SISPSN 2023'!$J$3:$J$442,0)),\"\")","v":"Kota Pagar Alam"},{"$f":"IFERROR(INDEX('SISPSN 2023'!K$3:K$442,MATCH($C510,'SISPSN 2023'!$J$3:$J$442,0)),\"\")","v":26980.07},{"$f":"IFERROR(INDEX('SISPSN 2023'!L$3:L$442,MATCH($C510,'SISPSN 2023'!$J$3:$J$442,0)),\"\")","v":12.42},{"$f":"IFERROR(INDEX('SISPSN 2023'!M$3:M$442,MATCH($C510,'SISPSN 2023'!$J$3:$J$442,0)),\"\")","v":0.05},{"$f":"IFERROR(INDEX('SISPSN 2023'!N$3:N$442,MATCH($C510,'SISPSN 2023'!$J$3:$J$442,0)),\"\")","v":15592.8},{"$f":"IFERROR(INDEX('SISPSN 2023'!O$3:O$442,MATCH($C510,'SISPSN 2023'!$J$3:$J$442,0)),\"\")","v":57.79},{"$f":"IFERROR(INDEX('SISPSN 2023'!P$3:P$442,MATCH($C510,'SISPSN 2023'!$J$3:$J$442,0)),\"\")","v":15605.22},{"$f":"IFERROR(INDEX('SISPSN 2023'!Q$3:Q$442,MATCH($C510,'SISPSN 2023'!$J$3:$J$442,0)),\"\")","v":57.84},{"$f":"IFERROR(INDEX('SISPSN 2023'!R$3:R$442,MATCH($C510,'SISPSN 2023'!$J$3:$J$442,0)),\"\")","v":0},{"$f":"IFERROR(INDEX('SISPSN 2023'!S$3:S$442,MATCH($C510,'SISPSN 2023'!$J$3:$J$442,0)),\"\")","v":0},{"$f":"IFERROR(INDEX('SISPSN 2023'!T$3:T$442,MATCH($C510,'SISPSN 2023'!$J$3:$J$442,0)),\"\")","v":0},{"$f":"IFERROR(INDEX('SISPSN 2023'!U$3:U$442,MATCH($C510,'SISPSN 2023'!$J$3:$J$442,0)),\"\")","v":"P 2"},null,0.50260078465503055,2.313671441703257E-4,0.29047194892262918,0.2907033160667995,0,0,{"$f":"IFERROR(PERCENTRANK(_xlfn._xlws.FILTER($AD$4:$AD$547,$AD$4:$AD$547<>\"\"),AD510),\"\")","v":""},0.14899999999999999,0.64900000000000002,0]
["Sumatera Selatan","Sumatera Selatan","Palembang",1707996,2022,null,null,null,null,null,null,null,{"$error":"#N/A"},0,{"$f":"IFERROR(INDEX('SISPSN 2023'!H$3:H$442,MATCH($C511,'SISPSN 2023'!$J$3:$J$442,0)),\"\")","v":""},{"$f":"IFERROR(INDEX('SISPSN 2023'!I$3:I$442,MATCH($C511,'SISPSN 2023'!$J$3:$J$442,0)),\"\")","v":""},{"$f":"IFERROR(INDEX('SISPSN 2023'!J$3:J$442,MATCH($C511,'SISPSN 2023'!$J$3:$J$442,0)),\"\")","v":""},{"$f":"IFERROR(INDEX('SISPSN 2023'!K$3:K$442,MATCH($C511,'SISPSN 2023'!$J$3:$J$442,0)),\"\")","v":""},{"$f":"IFERROR(INDEX('SISPSN 2023'!L$3:L$442,MATCH($C511,'SISPSN 2023'!$J$3:$J$442,0)),\"\")","v":""},{"$f":"IFERROR(INDEX('SISPSN 2023'!M$3:M$442,MATCH($C511,'SISPSN 2023'!$J$3:$J$442,0)),\"\")","v":""},{"$f":"IFERROR(INDEX('SISPSN 2023'!N$3:N$442,MATCH($C511,'SISPSN 2023'!$J$3:$J$442,0)),\"\")","v":""},{"$f":"IFERROR(INDEX('SISPSN 2023'!O$3:O$442,MATCH($C511,'SISPSN 2023'!$J$3:$J$442,0)),\"\")","v":""},{"$f":"IFERROR(INDEX('SISPSN 2023'!P$3:P$442,MATCH($C511,'SISPSN 2023'!$J$3:$J$442,0)),\"\")","v":""},{"$f":"IFERROR(INDEX('SISPSN 2023'!Q$3:Q$442,MATCH($C511,'SISPSN 2023'!$J$3:$J$442,0)),\"\")","v":""},{"$f":"IFERROR(INDEX('SISPSN 2023'!R$3:R$442,MATCH($C511,'SISPSN 2023'!$J$3:$J$442,0)),\"\")","v":""},{"$f":"IFERROR(INDEX('SISPSN 2023'!S$3:S$442,MATCH($C511,'SISPSN 2023'!$J$3:$J$442,0)),\"\")","v":""},{"$f":"IFERROR(INDEX('SISPSN 2023'!T$3:T$442,MATCH($C511,'SISPSN 2023'!$J$3:$J$442,0)),\"\")","v":""},{"$f":"IFERROR(INDEX('SISPSN 2023'!U$3:U$442,MATCH($C511,'SISPSN 2023'!$J$3:$J$442,0)),\"\")","v":""},null,{"$error":"#VALUE!"},{"$error":"#VALUE!"},{"$error":"#VALUE!"},{"$error":"#VALUE!"},{"$error":"#VALUE!"},{"$error":"#VALUE!"},{"$f":"IFERROR(PERCENTRANK(_xlfn._xlws.FILTER($AD$4:$AD$547,$AD$4:$AD$547<>\"\"),AD511),\"\")","v":""},{"$error":"#VALUE!"},{"$error":"#VALUE!"},{"$error":"#VALUE!"}]
["Sumatera Selatan","Sumatera Selatan","Pali",200368,2022,null,null,null,null,null,null,null,{"$error":"#N/A"},0,{"$f":"IFERROR(INDEX('SISPSN 2023'!H$3:H$442,MATCH($C512,'SISPSN 2023'!$J$3:$J$442,0)),\"\")","v":""},{"$f":"IFERROR(INDEX('SISPSN 2023'!I$3:I$442,MATCH($C512,'SISPSN 2023'!$J$3:$J$442,0)),\"\")","v":""},{"$f":"IFERROR(INDEX('SISPSN 2023'!J$3:J$442,MATCH($C512,'SISPSN 2023'!$J$3:$J$442,0)),\"\")","v":""},{"$f":"IFERROR(INDEX('SISPSN 2023'!K$3:K$442,MATCH($C512,'SISPSN 2023'!$J$3:$J$442,0)),\"\")","v":""},{"$f":"IFERROR(INDEX('SISPSN 2023'!L$3:L$442,MATCH($C512,'SISPSN 2023'!$J$3:$J$442,0)),\"\")","v":""},{"$f":"IFERROR(INDEX('SISPSN 2023'!M$3:M$442,MATCH($C512,'SISPSN 2023'!$J$3:$J$442,0)),\"\")","v":""},{"$f":"IFERROR(INDEX('SISPSN 2023'!N$3:N$442,MATCH($C512,'SISPSN 2023'!$J$3:$J$442,0)),\"\")","v":""},{"$f":"IFERROR(INDEX('SISPSN 2023'!O$3:O$442,MATCH($C512,'SISPSN 2023'!$J$3:$J$442,0)),\"\")","v":""},{"$f":"IFERROR(INDEX('SISPSN 2023'!P$3:P$442,MATCH($C512,'SISPSN 2023'!$J$3:$J$442,0)),\"\")","v":""},{"$f":"IFERROR(INDEX('SISPSN 2023'!Q$3:Q$442,MATCH($C512,'SISPSN 2023'!$J$3:$J$442,0)),\"\")","v":""},{"$f":"IFERROR(INDEX('SISPSN 2023'!R$3:R$442,MATCH($C512,'SISPSN 2023'!$J$3:$J$442,0)),\"\")","v":""},{"$f":"IFERROR(INDEX('SISPSN 2023'!S$3:S$442,MATCH($C512,'SISPSN 2023'!$J$3:$J$442,0)),\"\")","v":""},{"$f":"IFERROR(INDEX('SISPSN 2023'!T$3:T$442,MATCH($C512,'SISPSN 2023'!$J$3:$J$442,0)),\"\")","v":""},{"$f":"IFERROR(INDEX('SISPSN 2023'!U$3:U$442,MATCH($C512,'SISPSN 2023'!$J$3:$J$442,0)),\"\")","v":""},null,{"$error":"#VALUE!"},{"$error":"#VALUE!"},{"$error":"#VALUE!"},{"$error":"#VALUE!"},{"$error":"#VALUE!"},{"$error":"#VALUE!"},{"$f":"IFERROR(PERCENTRANK(_xlfn._xlws.FILTER($AD$4:$AD$547,$AD$4:$AD$547<>\"\"),AD512),\"\")","v":""},{"$error":"#VALUE!"},{"$error":"#VALUE!"},{"$error":"#VALUE!"}]
["Sumatera Selatan","Sumatera Selatan","Kota Prabumulih",199047,2022,null,null,null,null,null,null,null,{"$error":"#N/A"},1,{"$f":"IFERROR(INDEX('SISPSN 2023'!H$3:H$442,MATCH($C513,'SISPSN 2023'!$J$3:$J$442,0)),\"\")","v":2023},{"$f":"IFERROR(INDEX('SISPSN 2023'!I$3:I$442,MATCH($C513,'SISPSN 2023'!$J$3:$J$442,0)),\"\")","v":"Sumatera Selatan"},{"$f":"IFERROR(INDEX('SISPSN 2023'!J$3:J$442,MATCH($C513,'SISPSN 2023'!$J$3:$J$442,0)),\"\")","v":"Kota Prabumulih"},{"$f":"IFERROR(INDEX('SISPSN 2023'!K$3:K$442,MATCH($C513,'SISPSN 2023'!$J$3:$J$442,0)),\"\")","v":36405.83},{"$f":"IFERROR(INDEX('SISPSN 2023'!L$3:L$442,MATCH($C513,'SISPSN 2023'!$J$3:$J$442,0)),\"\")","v":6944.36},{"$f":"IFERROR(INDEX('SISPSN 2023'!M$3:M$442,MATCH($C513,'SISPSN 2023'!$J$3:$J$442,0)),\"\")","v":19.07},{"$f":"IFERROR(INDEX('SISPSN 2023'!N$3:N$442,MATCH($C513,'SISPSN 2023'!$J$3:$J$442,0)),\"\")","v":24382},{"$f":"IFERROR(INDEX('SISPSN 2023'!O$3:O$442,MATCH($C513,'SISPSN 2023'!$J$3:$J$442,0)),\"\")","v":66.97},{"$f":"IFERROR(INDEX('SISPSN 2023'!P$3:P$442,MATCH($C513,'SISPSN 2023'!$J$3:$J$442,0)),\"\")","v":31326.36},{"$f":"IFERROR(INDEX('SISPSN 2023'!Q$3:Q$442,MATCH($C513,'SISPSN 2023'!$J$3:$J$442,0)),\"\")","v":86.05},{"$f":"IFERROR(INDEX('SISPSN 2023'!R$3:R$442,MATCH($C513,'SISPSN 2023'!$J$3:$J$442,0)),\"\")","v":6344.39},{"$f":"IFERROR(INDEX('SISPSN 2023'!S$3:S$442,MATCH($C513,'SISPSN 2023'!$J$3:$J$442,0)),\"\")","v":0},{"$f":"IFERROR(INDEX('SISPSN 2023'!T$3:T$442,MATCH($C513,'SISPSN 2023'!$J$3:$J$442,0)),\"\")","v":17.43},{"$f":"IFERROR(INDEX('SISPSN 2023'!U$3:U$442,MATCH($C513,'SISPSN 2023'!$J$3:$J$442,0)),\"\")","v":"P 2"},null,0.50109773068672225,9.5583675391321829E-2,0.33559912985375312,0.43118280524507502,8.7325558340285991E-2,0,{"$f":"IFERROR(PERCENTRANK(_xlfn._xlws.FILTER($AD$4:$AD$547,$AD$4:$AD$547<>\"\"),AD513),\"\")","v":""},0.78100000000000003,0.73399999999999999,0.77300000000000002]
["Sumatera Selatan","total","total",8657008,2022,null,null,null,null,null,null,null,{"$error":"#N/A"},0,{"$f":"IFERROR(INDEX('SISPSN 2023'!H$3:H$442,MATCH($C514,'SISPSN 2023'!$J$3:$J$442,0)),\"\")","v":""},{"$f":"IFERROR(INDEX('SISPSN 2023'!I$3:I$442,MATCH($C514,'SISPSN 2023'!$J$3:$J$442,0)),\"\")","v":""},{"$f":"IFERROR(INDEX('SISPSN 2023'!J$3:J$442,MATCH($C514,'SISPSN 2023'!$J$3:$J$442,0)),\"\")","v":""},{"$f":"IFERROR(INDEX('SISPSN 2023'!K$3:K$442,MATCH($C514,'SISPSN 2023'!$J$3:$J$442,0)),\"\")","v":""},{"$f":"IFERROR(INDEX('SISPSN 2023'!L$3:L$442,MATCH($C514,'SISPSN 2023'!$J$3:$J$442,0)),\"\")","v":""},{"$f":"IFERROR(INDEX('SISPSN 2023'!M$3:M$442,MATCH($C514,'SISPSN 2023'!$J$3:$J$442,0)),\"\")","v":""},{"$f":"IFERROR(INDEX('SISPSN 2023'!N$3:N$442,MATCH($C514,'SISPSN 2023'!$J$3:$J$442,0)),\"\")","v":""},{"$f":"IFERROR(INDEX('SISPSN 2023'!O$3:O$442,MATCH($C514,'SISPSN 2023'!$J$3:$J$442,0)),\"\")","v":""},{"$f":"IFERROR(INDEX('SISPSN 2023'!P$3:P$442,MATCH($C514,'SISPSN 2023'!$J$3:$J$442,0)),\"\")","v":""},{"$f":"IFERROR(INDEX('SISPSN 2023'!Q$3:Q$442,MATCH($C514,'SISPSN 2023'!$J$3:$J$442,0)),\"\")","v":""},{"$f":"IFERROR(INDEX('SISPSN 2023'!R$3:R$442,MATCH($C514,'SISPSN 2023'!$J$3:$J$442,0)),\"\")","v":""},{"$f":"IFERROR(INDEX('SISPSN 2023'!S$3:S$442,MATCH($C514,'SISPSN 2023'!$J$3:$J$442,0)),\"\")","v":""},{"$f":"IFERROR(INDEX('SISPSN 2023'!T$3:T$442,MATCH($C514,'SISPSN 2023'!$J$3:$J$442,0)),\"\")","v":""},{"$f":"IFERROR(INDEX('SISPSN 2023'!U$3:U$442,MATCH($C514,'SISPSN 2023'!$J$3:$J$442,0)),\"\")","v":""},null,{"$error":"#VALUE!"},{"$error":"#VALUE!"},{"$error":"#VALUE!"},{"$error":"#VALUE!"},{"$error":"#VALUE!"},{"$error":"#VALUE!"},{"$f":"IFERROR(PERCENTRANK(_xlfn._xlws.FILTER($AD$4:$AD$547,$AD$4:$AD$547<>\"\"),AD514),\"\")","v":""},{"$error":"#VALUE!"},{"$error":"#VALUE!"},{"$error":"#VALUE!"}]
["Sumatera Utara","Sumatera Utara","Asahan",787681,2022,null,"Sumatera Utara","Sumatera Utara","Asahan",72.55,73.180000000000007,73.59,0.61599999999999999,0,{"$f":"IFERROR(INDEX('SISPSN 2023'!H$3:H$442,MATCH($C515,'SISPSN 2023'!$J$3:$J$442,0)),\"\")","v":""},{"$f":"IFERROR(INDEX('SISPSN 2023'!I$3:I$442,MATCH($C515,'SISPSN 2023'!$J$3:$J$442,0)),\"\")","v":""},{"$f":"IFERROR(INDEX('SISPSN 2023'!J$3:J$442,MATCH($C515,'SISPSN 2023'!$J$3:$J$442,0)),\"\")","v":""},{"$f":"IFERROR(INDEX('SISPSN 2023'!K$3:K$442,MATCH($C515,'SISPSN 2023'!$J$3:$J$442,0)),\"\")","v":""},{"$f":"IFERROR(INDEX('SISPSN 2023'!L$3:L$442,MATCH($C515,'SISPSN 2023'!$J$3:$J$442,0)),\"\")","v":""},{"$f":"IFERROR(INDEX('SISPSN 2023'!M$3:M$442,MATCH($C515,'SISPSN 2023'!$J$3:$J$442,0)),\"\")","v":""},{"$f":"IFERROR(INDEX('SISPSN 2023'!N$3:N$442,MATCH($C515,'SISPSN 2023'!$J$3:$J$442,0)),\"\")","v":""},{"$f":"IFERROR(INDEX('SISPSN 2023'!O$3:O$442,MATCH($C515,'SISPSN 2023'!$J$3:$J$442,0)),\"\")","v":""},{"$f":"IFERROR(INDEX('SISPSN 2023'!P$3:P$442,MATCH($C515,'SISPSN 2023'!$J$3:$J$442,0)),\"\")","v":""},{"$f":"IFERROR(INDEX('SISPSN 2023'!Q$3:Q$442,MATCH($C515,'SISPSN 2023'!$J$3:$J$442,0)),\"\")","v":""},{"$f":"IFERROR(INDEX('SISPSN 2023'!R$3:R$442,MATCH($C515,'SISPSN 2023'!$J$3:$J$442,0)),\"\")","v":""},{"$f":"IFERROR(INDEX('SISPSN 2023'!S$3:S$442,MATCH($C515,'SISPSN 2023'!$J$3:$J$442,0)),\"\")","v":""},{"$f":"IFERROR(INDEX('SISPSN 2023'!T$3:T$442,MATCH($C515,'SISPSN 2023'!$J$3:$J$442,0)),\"\")","v":""},{"$f":"IFERROR(INDEX('SISPSN 2023'!U$3:U$442,MATCH($C515,'SISPSN 2023'!$J$3:$J$442,0)),\"\")","v":""},null,{"$error":"#VALUE!"},{"$error":"#VALUE!"},{"$error":"#VALUE!"},{"$error":"#VALUE!"},{"$error":"#VALUE!"},{"$error":"#VALUE!"},{"$f":"IFERROR(PERCENTRANK(_xlfn._xlws.FILTER($AD$4:$AD$547,$AD$4:$AD$547<>\"\"),AD515),\"\")","v":""},{"$error":"#VALUE!"},{"$error":"#VALUE!"},{"$error":"#VALUE!"}]
["Sumatera Utara","Sumatera Utara","Batu Bara",416367,2022,null,"Sumatera Utara","Sumatera Utara","Batu Bara",70.8,71.75,72.56,0.51300000000000001,0,{"$f":"IFERROR(INDEX('SISPSN 2023'!H$3:H$442,MATCH($C516,'SISPSN 2023'!$J$3:$J$442,0)),\"\")","v":""},{"$f":"IFERROR(INDEX('SISPSN 2023'!I$3:I$442,MATCH($C516,'SISPSN 2023'!$J$3:$J$442,0)),\"\")","v":""},{"$f":"IFERROR(INDEX('SISPSN 2023'!J$3:J$442,MATCH($C516,'SISPSN 2023'!$J$3:$J$442,0)),\"\")","v":""},{"$f":"IFERROR(INDEX('SISPSN 2023'!K$3:K$442,MATCH($C516,'SISPSN 2023'!$J$3:$J$442,0)),\"\")","v":""},{"$f":"IFERROR(INDEX('SISPSN 2023'!L$3:L$442,MATCH($C516,'SISPSN 2023'!$J$3:$J$442,0)),\"\")","v":""},{"$f":"IFERROR(INDEX('SISPSN 2023'!M$3:M$442,MATCH($C516,'SISPSN 2023'!$J$3:$J$442,0)),\"\")","v":""},{"$f":"IFERROR(INDEX('SISPSN 2023'!N$3:N$442,MATCH($C516,'SISPSN 2023'!$J$3:$J$442,0)),\"\")","v":""},{"$f":"IFERROR(INDEX('SISPSN 2023'!O$3:O$442,MATCH($C516,'SISPSN 2023'!$J$3:$J$442,0)),\"\")","v":""},{"$f":"IFERROR(INDEX('SISPSN 2023'!P$3:P$442,MATCH($C516,'SISPSN 2023'!$J$3:$J$442,0)),\"\")","v":""},{"$f":"IFERROR(INDEX('SISPSN 2023'!Q$3:Q$442,MATCH($C516,'SISPSN 2023'!$J$3:$J$442,0)),\"\")","v":""},{"$f":"IFERROR(INDEX('SISPSN 2023'!R$3:R$442,MATCH($C516,'SISPSN 2023'!$J$3:$J$442,0)),\"\")","v":""},{"$f":"IFERROR(INDEX('SISPSN 2023'!S$3:S$442,MATCH($C516,'SISPSN 2023'!$J$3:$J$442,0)),\"\")","v":""},{"$f":"IFERROR(INDEX('SISPSN 2023'!T$3:T$442,MATCH($C516,'SISPSN 2023'!$J$3:$J$442,0)),\"\")","v":""},{"$f":"IFERROR(INDEX('SISPSN 2023'!U$3:U$442,MATCH($C516,'SISPSN 2023'!$J$3:$J$442,0)),\"\")","v":""},null,{"$error":"#VALUE!"},{"$error":"#VALUE!"},{"$error":"#VALUE!"},{"$error":"#VALUE!"},{"$error":"#VALUE!"},{"$error":"#VALUE!"},{"$f":"IFERROR(PERCENTRANK(_xlfn._xlws.FILTER($AD$4:$AD$547,$AD$4:$AD$547<>\"\"),AD516),\"\")","v":""},{"$error":"#VALUE!"},{"$error":"#VALUE!"},{"$error":"#VALUE!"}]
["Sumatera Utara","Sumatera Utara","Binjai",300009,2022,null,"Sumatera Utara","Sumatera Utara","Binjai",76.569999999999993,77.5,78.11,{"$f":"PERCENTRANK($L$4:$L$548,L517)","v":0.85499999999999998},{"$f":"IF(O517=\"\",0,1)","v":0},{"$f":"IFERROR(INDEX('SISPSN 2023'!H$3:H$442,MATCH($C517,'SISPSN 2023'!$J$3:$J$442,0)),\"\")","v":""},{"$f":"IFERROR(INDEX('SISPSN 2023'!I$3:I$442,MATCH($C517,'SISPSN 2023'!$J$3:$J$442,0)),\"\")","v":""},{"$f":"IFERROR(INDEX('SISPSN 2023'!J$3:J$442,MATCH($C517,'SISPSN 2023'!$J$3:$J$442,0)),\"\")","v":""},{"$f":"IFERROR(INDEX('SISPSN 2023'!K$3:K$442,MATCH($C517,'SISPSN 2023'!$J$3:$J$442,0)),\"\")","v":""},{"$f":"IFERROR(INDEX('SISPSN 2023'!L$3:L$442,MATCH($C517,'SISPSN 2023'!$J$3:$J$442,0)),\"\")","v":""},{"$f":"IFERROR(INDEX('SISPSN 2023'!M$3:M$442,MATCH($C517,'SISPSN 2023'!$J$3:$J$442,0)),\"\")","v":""},{"$f":"IFERROR(INDEX('SISPSN 2023'!N$3:N$442,MATCH($C517,'SISPSN 2023'!$J$3:$J$442,0)),\"\")","v":""},{"$f":"IFERROR(INDEX('SISPSN 2023'!O$3:O$442,MATCH($C517,'SISPSN 2023'!$J$3:$J$442,0)),\"\")","v":""},{"$f":"IFERROR(INDEX('SISPSN 2023'!P$3:P$442,MATCH($C517,'SISPSN 2023'!$J$3:$J$442,0)),\"\")","v":""},{"$f":"IFERROR(INDEX('SISPSN 2023'!Q$3:Q$442,MATCH($C517,'SISPSN 2023'!$J$3:$J$442,0)),\"\")","v":""},{"$f":"IFERROR(INDEX('SISPSN 2023'!R$3:R$442,MATCH($C517,'SISPSN 2023'!$J$3:$J$442,0)),\"\")","v":""},{"$f":"IFERROR(INDEX('SISPSN 2023'!S$3:S$442,MATCH($C517,'SISPSN 2023'!$J$3:$J$442,0)),\"\")","v":""},{"$f":"IFERROR(INDEX('SISPSN 2023'!T$3:T$442,MATCH($C517,'SISPSN 2023'!$J$3:$J$442,0)),\"\")","v":""},{"$f":"IFERROR(INDEX('SISPSN 2023'!U$3:U$442,MATCH($C517,'SISPSN 2023'!$J$3:$J$442,0)),\"\")","v":""},null,{"$error":"#VALUE!"},{"$error":"#VALUE!"},{"$error":"#VALUE!"},{"$error":"#VALUE!"},{"$error":"#VALUE!"},{"$error":"#VALUE!"},{"$f":"IFERROR(PERCENTRANK(_xlfn._xlws.FILTER($AD$4:$AD$547,$AD$4:$AD$547<>\"\"),AD517),\"\")","v":""},{"$f":"IF(ISBLANK(T517),\"\",PERCENTRANK($T$4:$T$547,T517))","v":{"$error":"#VALUE!"}},{"$f":"IF(ISBLANK(V517),\"\",PERCENTRANK($V$4:$V$547,V517))","v":{"$error":"#VALUE!"}},{"$f":"IF(ISBLANK(AA517),\"\",PERCENTRANK($AA$4:$AA$547,AA517))","v":{"$error":"#VALUE!"}}]
["Sumatera Utara","Sumatera Utara","Dairi",315460,2022,null,"Sumatera Utara","Sumatera Utara","Dairi",73.89,74.599999999999994,75.180000000000007,0.75600000000000001,0,{"$f":"IFERROR(INDEX('SISPSN 2023'!H$3:H$442,MATCH($C518,'SISPSN 2023'!$J$3:$J$442,0)),\"\")","v":""},{"$f":"IFERROR(INDEX('SISPSN 2023'!I$3:I$442,MATCH($C518,'SISPSN 2023'!$J$3:$J$442,0)),\"\")","v":""},{"$f":"IFERROR(INDEX('SISPSN 2023'!J$3:J$442,MATCH($C518,'SISPSN 2023'!$J$3:$J$442,0)),\"\")","v":""},{"$f":"IFERROR(INDEX('SISPSN 2023'!K$3:K$442,MATCH($C518,'SISPSN 2023'!$J$3:$J$442,0)),\"\")","v":""},{"$f":"IFERROR(INDEX('SISPSN 2023'!L$3:L$442,MATCH($C518,'SISPSN 2023'!$J$3:$J$442,0)),\"\")","v":""},{"$f":"IFERROR(INDEX('SISPSN 2023'!M$3:M$442,MATCH($C518,'SISPSN 2023'!$J$3:$J$442,0)),\"\")","v":""},{"$f":"IFERROR(INDEX('SISPSN 2023'!N$3:N$442,MATCH($C518,'SISPSN 2023'!$J$3:$J$442,0)),\"\")","v":""},{"$f":"IFERROR(INDEX('SISPSN 2023'!O$3:O$442,MATCH($C518,'SISPSN 2023'!$J$3:$J$442,0)),\"\")","v":""},{"$f":"IFERROR(INDEX('SISPSN 2023'!P$3:P$442,MATCH($C518,'SISPSN 2023'!$J$3:$J$442,0)),\"\")","v":""},{"$f":"IFERROR(INDEX('SISPSN 2023'!Q$3:Q$442,MATCH($C518,'SISPSN 2023'!$J$3:$J$442,0)),\"\")","v":""},{"$f":"IFERROR(INDEX('SISPSN 2023'!R$3:R$442,MATCH($C518,'SISPSN 2023'!$J$3:$J$442,0)),\"\")","v":""},{"$f":"IFERROR(INDEX('SISPSN 2023'!S$3:S$442,MATCH($C518,'SISPSN 2023'!$J$3:$J$442,0)),\"\")","v":""},{"$f":"IFERROR(INDEX('SISPSN 2023'!T$3:T$442,MATCH($C518,'SISPSN 2023'!$J$3:$J$442,0)),\"\")","v":""},{"$f":"IFERROR(INDEX('SISPSN 2023'!U$3:U$442,MATCH($C518,'SISPSN 2023'!$J$3:$J$442,0)),\"\")","v":""},null,{"$error":"#VALUE!"},{"$error":"#VALUE!"},{"$error":"#VALUE!"},{"$error":"#VALUE!"},{"$error":"#VALUE!"},{"$error":"#VALUE!"},{"$f":"IFERROR(PERCENTRANK(_xlfn._xlws.FILTER($AD$4:$AD$547,$AD$4:$AD$547<>\"\"),AD518),\"\")","v":""},{"$error":"#VALUE!"},{"$error":"#VALUE!"},{"$error":"#VALUE!"}]
["Sumatera Utara","Sumatera Utara","Kab. Deli Serdang",1953986,2022,null,"Sumatera Utara","Sumatera Utara","Deli Serdang",76.209999999999994,76.86,77.16,0.83,1,{"$f":"IFERROR(INDEX('SISPSN 2023'!H$3:H$442,MATCH($C519,'SISPSN 2023'!$J$3:$J$442,0)),\"\")","v":2023},{"$f":"IFERROR(INDEX('SISPSN 2023'!I$3:I$442,MATCH($C519,'SISPSN 2023'!$J$3:$J$442,0)),\"\")","v":"Sumatera Utara"},{"$f":"IFERROR(INDEX('SISPSN 2023'!J$3:J$442,MATCH($C519,'SISPSN 2023'!$J$3:$J$442,0)),\"\")","v":"Kab. Deli Serdang"},{"$f":"IFERROR(INDEX('SISPSN 2023'!K$3:K$442,MATCH($C519,'SISPSN 2023'!$J$3:$J$442,0)),\"\")","v":411211.01},{"$f":"IFERROR(INDEX('SISPSN 2023'!L$3:L$442,MATCH($C519,'SISPSN 2023'!$J$3:$J$442,0)),\"\")","v":84595.7},{"$f":"IFERROR(INDEX('SISPSN 2023'!M$3:M$442,MATCH($C519,'SISPSN 2023'!$J$3:$J$442,0)),\"\")","v":20.57},{"$f":"IFERROR(INDEX('SISPSN 2023'!N$3:N$442,MATCH($C519,'SISPSN 2023'!$J$3:$J$442,0)),\"\")","v":163484.23000000001},{"$f":"IFERROR(INDEX('SISPSN 2023'!O$3:O$442,MATCH($C519,'SISPSN 2023'!$J$3:$J$442,0)),\"\")","v":39.76},{"$f":"IFERROR(INDEX('SISPSN 2023'!P$3:P$442,MATCH($C519,'SISPSN 2023'!$J$3:$J$442,0)),\"\")","v":248079.93},{"$f":"IFERROR(INDEX('SISPSN 2023'!Q$3:Q$442,MATCH($C519,'SISPSN 2023'!$J$3:$J$442,0)),\"\")","v":60.33},{"$f":"IFERROR(INDEX('SISPSN 2023'!R$3:R$442,MATCH($C519,'SISPSN 2023'!$J$3:$J$442,0)),\"\")","v":83884.160000000003},{"$f":"IFERROR(INDEX('SISPSN 2023'!S$3:S$442,MATCH($C519,'SISPSN 2023'!$J$3:$J$442,0)),\"\")","v":1880.48},{"$f":"IFERROR(INDEX('SISPSN 2023'!T$3:T$442,MATCH($C519,'SISPSN 2023'!$J$3:$J$442,0)),\"\")","v":20.86},{"$f":"IFERROR(INDEX('SISPSN 2023'!U$3:U$442,MATCH($C519,'SISPSN 2023'!$J$3:$J$442,0)),\"\")","v":"P 2"},null,0.57656784994842092,0.11861346043210669,0.22922477438425864,0.34783823481636533,0.11761579481038049,2.6366616751604156E-3,{"$f":"IFERROR(PERCENTRANK(_xlfn._xlws.FILTER($AD$4:$AD$547,$AD$4:$AD$547<>\"\"),AD519),\"\")","v":""},0.82,0.502,0.84199999999999997]
["Sumatera Utara","Sumatera Utara","Gunungsitoli",137583,2022,null,"Sumatera Utara","Sumatera Utara","Gunungsitoli",70.510000000000005,71.11,71.55,0.41,0,{"$f":"IFERROR(INDEX('SISPSN 2023'!H$3:H$442,MATCH($C520,'SISPSN 2023'!$J$3:$J$442,0)),\"\")","v":""},{"$f":"IFERROR(INDEX('SISPSN 2023'!I$3:I$442,MATCH($C520,'SISPSN 2023'!$J$3:$J$442,0)),\"\")","v":""},{"$f":"IFERROR(INDEX('SISPSN 2023'!J$3:J$442,MATCH($C520,'SISPSN 2023'!$J$3:$J$442,0)),\"\")","v":""},{"$f":"IFERROR(INDEX('SISPSN 2023'!K$3:K$442,MATCH($C520,'SISPSN 2023'!$J$3:$J$442,0)),\"\")","v":""},{"$f":"IFERROR(INDEX('SISPSN 2023'!L$3:L$442,MATCH($C520,'SISPSN 2023'!$J$3:$J$442,0)),\"\")","v":""},{"$f":"IFERROR(INDEX('SISPSN 2023'!M$3:M$442,MATCH($C520,'SISPSN 2023'!$J$3:$J$442,0)),\"\")","v":""},{"$f":"IFERROR(INDEX('SISPSN 2023'!N$3:N$442,MATCH($C520,'SISPSN 2023'!$J$3:$J$442,0)),\"\")","v":""},{"$f":"IFERROR(INDEX('SISPSN 2023'!O$3:O$442,MATCH($C520,'SISPSN 2023'!$J$3:$J$442,0)),\"\")","v":""},{"$f":"IFERROR(INDEX('SISPSN 2023'!P$3:P$442,MATCH($C520,'SISPSN 2023'!$J$3:$J$442,0)),\"\")","v":""},{"$f":"IFERROR(INDEX('SISPSN 2023'!Q$3:Q$442,MATCH($C520,'SISPSN 2023'!$J$3:$J$442,0)),\"\")","v":""},{"$f":"IFERROR(INDEX('SISPSN 2023'!R$3:R$442,MATCH($C520,'SISPSN 2023'!$J$3:$J$442,0)),\"\")","v":""},{"$f":"IFERROR(INDEX('SISPSN 2023'!S$3:S$442,MATCH($C520,'SISPSN 2023'!$J$3:$J$442,0)),\"\")","v":""},{"$f":"IFERROR(INDEX('SISPSN 2023'!T$3:T$442,MATCH($C520,'SISPSN 2023'!$J$3:$J$442,0)),\"\")","v":""},{"$f":"IFERROR(INDEX('SISPSN 2023'!U$3:U$442,MATCH($C520,'SISPSN 2023'!$J$3:$J$442,0)),\"\")","v":""},null,{"$error":"#VALUE!"},{"$error":"#VALUE!"},{"$error":"#VALUE!"},{"$error":"#VALUE!"},{"$error":"#VALUE!"},{"$error":"#VALUE!"},{"$f":"IFERROR(PERCENTRANK(_xlfn._xlws.FILTER($AD$4:$AD$547,$AD$4:$AD$547<>\"\"),AD520),\"\")","v":""},{"$error":"#VALUE!"},{"$error":"#VALUE!"},{"$error":"#VALUE!"}]
["Sumatera Utara","Sumatera Utara","Kab. Humbang Hasundutan",202299,2022,null,"Sumatera Utara","Sumatera Utara","Humbang Hasundutan",71.28,72.05,72.489999999999995,0.50700000000000001,1,{"$f":"IFERROR(INDEX('SISPSN 2023'!H$3:H$442,MATCH($C521,'SISPSN 2023'!$J$3:$J$442,0)),\"\")","v":2023},{"$f":"IFERROR(INDEX('SISPSN 2023'!I$3:I$442,MATCH($C521,'SISPSN 2023'!$J$3:$J$442,0)),\"\")","v":"Sumatera Utara"},{"$f":"IFERROR(INDEX('SISPSN 2023'!J$3:J$442,MATCH($C521,'SISPSN 2023'!$J$3:$J$442,0)),\"\")","v":"Kab. Humbang Hasundutan"},{"$f":"IFERROR(INDEX('SISPSN 2023'!K$3:K$442,MATCH($C521,'SISPSN 2023'!$J$3:$J$442,0)),\"\")","v":22415.85},{"$f":"IFERROR(INDEX('SISPSN 2023'!L$3:L$442,MATCH($C521,'SISPSN 2023'!$J$3:$J$442,0)),\"\")","v":1431.63},{"$f":"IFERROR(INDEX('SISPSN 2023'!M$3:M$442,MATCH($C521,'SISPSN 2023'!$J$3:$J$442,0)),\"\")","v":6.39},{"$f":"IFERROR(INDEX('SISPSN 2023'!N$3:N$442,MATCH($C521,'SISPSN 2023'!$J$3:$J$442,0)),\"\")","v":14314.57},{"$f":"IFERROR(INDEX('SISPSN 2023'!O$3:O$442,MATCH($C521,'SISPSN 2023'!$J$3:$J$442,0)),\"\")","v":63.86},{"$f":"IFERROR(INDEX('SISPSN 2023'!P$3:P$442,MATCH($C521,'SISPSN 2023'!$J$3:$J$442,0)),\"\")","v":15746.2},{"$f":"IFERROR(INDEX('SISPSN 2023'!Q$3:Q$442,MATCH($C521,'SISPSN 2023'!$J$3:$J$442,0)),\"\")","v":70.25},{"$f":"IFERROR(INDEX('SISPSN 2023'!R$3:R$442,MATCH($C521,'SISPSN 2023'!$J$3:$J$442,0)),\"\")","v":687.68},{"$f":"IFERROR(INDEX('SISPSN 2023'!S$3:S$442,MATCH($C521,'SISPSN 2023'!$J$3:$J$442,0)),\"\")","v":1092.45},{"$f":"IFERROR(INDEX('SISPSN 2023'!T$3:T$442,MATCH($C521,'SISPSN 2023'!$J$3:$J$442,0)),\"\")","v":7.94},{"$f":"IFERROR(INDEX('SISPSN 2023'!U$3:U$442,MATCH($C521,'SISPSN 2023'!$J$3:$J$442,0)),\"\")","v":"P 2"},null,0.30357682277832748,1.9388499066247188E-2,0.1938615613522558,0.213250060418503,9.3132185256503894E-3,1.4794999968512633E-2,{"$f":"IFERROR(PERCENTRANK(_xlfn._xlws.FILTER($AD$4:$AD$547,$AD$4:$AD$547<>\"\"),AD521),\"\")","v":""},0.45500000000000002,0.69799999999999995,0.53]
["Sumatera Utara","Sumatera Utara","Karo",414429,2022,null,"Sumatera Utara","Sumatera Utara","Karo",75.81,76.37,76.88,0.82199999999999995,0,{"$f":"IFERROR(INDEX('SISPSN 2023'!H$3:H$442,MATCH($C522,'SISPSN 2023'!$J$3:$J$442,0)),\"\")","v":""},{"$f":"IFERROR(INDEX('SISPSN 2023'!I$3:I$442,MATCH($C522,'SISPSN 2023'!$J$3:$J$442,0)),\"\")","v":""},{"$f":"IFERROR(INDEX('SISPSN 2023'!J$3:J$442,MATCH($C522,'SISPSN 2023'!$J$3:$J$442,0)),\"\")","v":""},{"$f":"IFERROR(INDEX('SISPSN 2023'!K$3:K$442,MATCH($C522,'SISPSN 2023'!$J$3:$J$442,0)),\"\")","v":""},{"$f":"IFERROR(INDEX('SISPSN 2023'!L$3:L$442,MATCH($C522,'SISPSN 2023'!$J$3:$J$442,0)),\"\")","v":""},{"$f":"IFERROR(INDEX('SISPSN 2023'!M$3:M$442,MATCH($C522,'SISPSN 2023'!$J$3:$J$442,0)),\"\")","v":""},{"$f":"IFERROR(INDEX('SISPSN 2023'!N$3:N$442,MATCH($C522,'SISPSN 2023'!$J$3:$J$442,0)),\"\")","v":""},{"$f":"IFERROR(INDEX('SISPSN 2023'!O$3:O$442,MATCH($C522,'SISPSN 2023'!$J$3:$J$442,0)),\"\")","v":""},{"$f":"IFERROR(INDEX('SISPSN 2023'!P$3:P$442,MATCH($C522,'SISPSN 2023'!$J$3:$J$442,0)),\"\")","v":""},{"$f":"IFERROR(INDEX('SISPSN 2023'!Q$3:Q$442,MATCH($C522,'SISPSN 2023'!$J$3:$J$442,0)),\"\")","v":""},{"$f":"IFERROR(INDEX('SISPSN 2023'!R$3:R$442,MATCH($C522,'SISPSN 2023'!$J$3:$J$442,0)),\"\")","v":""},{"$f":"IFERROR(INDEX('SISPSN 2023'!S$3:S$442,MATCH($C522,'SISPSN 2023'!$J$3:$J$442,0)),\"\")","v":""},{"$f":"IFERROR(INDEX('SISPSN 2023'!T$3:T$442,MATCH($C522,'SISPSN 2023'!$J$3:$J$442,0)),\"\")","v":""},{"$f":"IFERROR(INDEX('SISPSN 2023'!U$3:U$442,MATCH($C522,'SISPSN 2023'!$J$3:$J$442,0)),\"\")","v":""},null,{"$error":"#VALUE!"},{"$error":"#VALUE!"},{"$error":"#VALUE!"},{"$error":"#VALUE!"},{"$error":"#VALUE!"},{"$error":"#VALUE!"},{"$f":"IFERROR(PERCENTRANK(_xlfn._xlws.FILTER($AD$4:$AD$547,$AD$4:$AD$547<>\"\"),AD522),\"\")","v":""},{"$error":"#VALUE!"},{"$error":"#VALUE!"},{"$error":"#VALUE!"}]
["Sumatera Utara","Sumatera Utara","Labuanbatu Utara",390954,2022,null,"Sumatera Utara","Sumatera Utara","Labuanbatu Utara",73.73,74.61,75.45,0.76900000000000002,0,{"$f":"IFERROR(INDEX('SISPSN 2023'!H$3:H$442,MATCH($C523,'SISPSN 2023'!$J$3:$J$442,0)),\"\")","v":""},{"$f":"IFERROR(INDEX('SISPSN 2023'!I$3:I$442,MATCH($C523,'SISPSN 2023'!$J$3:$J$442,0)),\"\")","v":""},{"$f":"IFERROR(INDEX('SISPSN 2023'!J$3:J$442,MATCH($C523,'SISPSN 2023'!$J$3:$J$442,0)),\"\")","v":""},{"$f":"IFERROR(INDEX('SISPSN 2023'!K$3:K$442,MATCH($C523,'SISPSN 2023'!$J$3:$J$442,0)),\"\")","v":""},{"$f":"IFERROR(INDEX('SISPSN 2023'!L$3:L$442,MATCH($C523,'SISPSN 2023'!$J$3:$J$442,0)),\"\")","v":""},{"$f":"IFERROR(INDEX('SISPSN 2023'!M$3:M$442,MATCH($C523,'SISPSN 2023'!$J$3:$J$442,0)),\"\")","v":""},{"$f":"IFERROR(INDEX('SISPSN 2023'!N$3:N$442,MATCH($C523,'SISPSN 2023'!$J$3:$J$442,0)),\"\")","v":""},{"$f":"IFERROR(INDEX('SISPSN 2023'!O$3:O$442,MATCH($C523,'SISPSN 2023'!$J$3:$J$442,0)),\"\")","v":""},{"$f":"IFERROR(INDEX('SISPSN 2023'!P$3:P$442,MATCH($C523,'SISPSN 2023'!$J$3:$J$442,0)),\"\")","v":""},{"$f":"IFERROR(INDEX('SISPSN 2023'!Q$3:Q$442,MATCH($C523,'SISPSN 2023'!$J$3:$J$442,0)),\"\")","v":""},{"$f":"IFERROR(INDEX('SISPSN 2023'!R$3:R$442,MATCH($C523,'SISPSN 2023'!$J$3:$J$442,0)),\"\")","v":""},{"$f":"IFERROR(INDEX('SISPSN 2023'!S$3:S$442,MATCH($C523,'SISPSN 2023'!$J$3:$J$442,0)),\"\")","v":""},{"$f":"IFERROR(INDEX('SISPSN 2023'!T$3:T$442,MATCH($C523,'SISPSN 2023'!$J$3:$J$442,0)),\"\")","v":""},{"$f":"IFERROR(INDEX('SISPSN 2023'!U$3:U$442,MATCH($C523,'SISPSN 2023'!$J$3:$J$442,0)),\"\")","v":""},null,{"$error":"#VALUE!"},{"$error":"#VALUE!"},{"$error":"#VALUE!"},{"$error":"#VALUE!"},{"$error":"#VALUE!"},{"$error":"#VALUE!"},{"$f":"IFERROR(PERCENTRANK(_xlfn._xlws.FILTER($AD$4:$AD$547,$AD$4:$AD$547<>\"\"),AD523),\"\")","v":""},{"$error":"#VALUE!"},{"$error":"#VALUE!"},{"$error":"#VALUE!"}]
["Sumatera Utara","Sumatera Utara","Kab. Labuhanbatu",508024,2022,null,"Sumatera Utara","Sumatera Utara","Labuhan Batu",73.16,73.959999999999994,74.7,0.72499999999999998,1,{"$f":"IFERROR(INDEX('SISPSN 2023'!H$3:H$442,MATCH($C524,'SISPSN 2023'!$J$3:$J$442,0)),\"\")","v":2023},{"$f":"IFERROR(INDEX('SISPSN 2023'!I$3:I$442,MATCH($C524,'SISPSN 2023'!$J$3:$J$442,0)),\"\")","v":"Sumatera Utara"},{"$f":"IFERROR(INDEX('SISPSN 2023'!J$3:J$442,MATCH($C524,'SISPSN 2023'!$J$3:$J$442,0)),\"\")","v":"Kab. Labuhanbatu"},{"$f":"IFERROR(INDEX('SISPSN 2023'!K$3:K$442,MATCH($C524,'SISPSN 2023'!$J$3:$J$442,0)),\"\")","v":133837.54},{"$f":"IFERROR(INDEX('SISPSN 2023'!L$3:L$442,MATCH($C524,'SISPSN 2023'!$J$3:$J$442,0)),\"\")","v":0},{"$f":"IFERROR(INDEX('SISPSN 2023'!M$3:M$442,MATCH($C524,'SISPSN 2023'!$J$3:$J$442,0)),\"\")","v":0},{"$f":"IFERROR(INDEX('SISPSN 2023'!N$3:N$442,MATCH($C524,'SISPSN 2023'!$J$3:$J$442,0)),\"\")","v":19272},{"$f":"IFERROR(INDEX('SISPSN 2023'!O$3:O$442,MATCH($C524,'SISPSN 2023'!$J$3:$J$442,0)),\"\")","v":14.4},{"$f":"IFERROR(INDEX('SISPSN 2023'!P$3:P$442,MATCH($C524,'SISPSN 2023'!$J$3:$J$442,0)),\"\")","v":19272},{"$f":"IFERROR(INDEX('SISPSN 2023'!Q$3:Q$442,MATCH($C524,'SISPSN 2023'!$J$3:$J$442,0)),\"\")","v":14.4},{"$f":"IFERROR(INDEX('SISPSN 2023'!R$3:R$442,MATCH($C524,'SISPSN 2023'!$J$3:$J$442,0)),\"\")","v":0},{"$f":"IFERROR(INDEX('SISPSN 2023'!S$3:S$442,MATCH($C524,'SISPSN 2023'!$J$3:$J$442,0)),\"\")","v":0},{"$f":"IFERROR(INDEX('SISPSN 2023'!T$3:T$442,MATCH($C524,'SISPSN 2023'!$J$3:$J$442,0)),\"\")","v":0},{"$f":"IFERROR(INDEX('SISPSN 2023'!U$3:U$442,MATCH($C524,'SISPSN 2023'!$J$3:$J$442,0)),\"\")","v":"P 2"},null,0.72177336460643982,0,0.10393209769617183,0.10393209769617183,0,0,{"$f":"IFERROR(PERCENTRANK(_xlfn._xlws.FILTER($AD$4:$AD$547,$AD$4:$AD$547<>\"\"),AD524),\"\")","v":""},0,0.11799999999999999,0]
["Sumatera Utara","Sumatera Utara","Labuhanbatu Selatan",320324,2022,null,"Sumatera Utara","Sumatera Utara","Labuhanbatu Selatan",73.150000000000006,73.59,74.23,0.67600000000000005,0,{"$f":"IFERROR(INDEX('SISPSN 2023'!H$3:H$442,MATCH($C525,'SISPSN 2023'!$J$3:$J$442,0)),\"\")","v":""},{"$f":"IFERROR(INDEX('SISPSN 2023'!I$3:I$442,MATCH($C525,'SISPSN 2023'!$J$3:$J$442,0)),\"\")","v":""},{"$f":"IFERROR(INDEX('SISPSN 2023'!J$3:J$442,MATCH($C525,'SISPSN 2023'!$J$3:$J$442,0)),\"\")","v":""},{"$f":"IFERROR(INDEX('SISPSN 2023'!K$3:K$442,MATCH($C525,'SISPSN 2023'!$J$3:$J$442,0)),\"\")","v":""},{"$f":"IFERROR(INDEX('SISPSN 2023'!L$3:L$442,MATCH($C525,'SISPSN 2023'!$J$3:$J$442,0)),\"\")","v":""},{"$f":"IFERROR(INDEX('SISPSN 2023'!M$3:M$442,MATCH($C525,'SISPSN 2023'!$J$3:$J$442,0)),\"\")","v":""},{"$f":"IFERROR(INDEX('SISPSN 2023'!N$3:N$442,MATCH($C525,'SISPSN 2023'!$J$3:$J$442,0)),\"\")","v":""},{"$f":"IFERROR(INDEX('SISPSN 2023'!O$3:O$442,MATCH($C525,'SISPSN 2023'!$J$3:$J$442,0)),\"\")","v":""},{"$f":"IFERROR(INDEX('SISPSN 2023'!P$3:P$442,MATCH($C525,'SISPSN 2023'!$J$3:$J$442,0)),\"\")","v":""},{"$f":"IFERROR(INDEX('SISPSN 2023'!Q$3:Q$442,MATCH($C525,'SISPSN 2023'!$J$3:$J$442,0)),\"\")","v":""},{"$f":"IFERROR(INDEX('SISPSN 2023'!R$3:R$442,MATCH($C525,'SISPSN 2023'!$J$3:$J$442,0)),\"\")","v":""},{"$f":"IFERROR(INDEX('SISPSN 2023'!S$3:S$442,MATCH($C525,'SISPSN 2023'!$J$3:$J$442,0)),\"\")","v":""},{"$f":"IFERROR(INDEX('SISPSN 2023'!T$3:T$442,MATCH($C525,'SISPSN 2023'!$J$3:$J$442,0)),\"\")","v":""},{"$f":"IFERROR(INDEX('SISPSN 2023'!U$3:U$442,MATCH($C525,'SISPSN 2023'!$J$3:$J$442,0)),\"\")","v":""},null,{"$error":"#VALUE!"},{"$error":"#VALUE!"},{"$error":"#VALUE!"},{"$error":"#VALUE!"},{"$error":"#VALUE!"},{"$error":"#VALUE!"},{"$f":"IFERROR(PERCENTRANK(_xlfn._xlws.FILTER($AD$4:$AD$547,$AD$4:$AD$547<>\"\"),AD525),\"\")","v":""},{"$error":"#VALUE!"},{"$error":"#VALUE!"},{"$error":"#VALUE!"}]
["Sumatera Utara","Sumatera Utara","Kab. Langkat",1039926,2022,null,"Sumatera Utara","Sumatera Utara","Langkat",73.5,74.03,74.33,0.68200000000000005,1,{"$f":"IFERROR(INDEX('SISPSN 2023'!H$3:H$442,MATCH($C526,'SISPSN 2023'!$J$3:$J$442,0)),\"\")","v":2023},{"$f":"IFERROR(INDEX('SISPSN 2023'!I$3:I$442,MATCH($C526,'SISPSN 2023'!$J$3:$J$442,0)),\"\")","v":"Sumatera Utara"},{"$f":"IFERROR(INDEX('SISPSN 2023'!J$3:J$442,MATCH($C526,'SISPSN 2023'!$J$3:$J$442,0)),\"\")","v":"Kab. Langkat"},{"$f":"IFERROR(INDEX('SISPSN 2023'!K$3:K$442,MATCH($C526,'SISPSN 2023'!$J$3:$J$442,0)),\"\")","v":190367.39},{"$f":"IFERROR(INDEX('SISPSN 2023'!L$3:L$442,MATCH($C526,'SISPSN 2023'!$J$3:$J$442,0)),\"\")","v":1249.23},{"$f":"IFERROR(INDEX('SISPSN 2023'!M$3:M$442,MATCH($C526,'SISPSN 2023'!$J$3:$J$442,0)),\"\")","v":0.66},{"$f":"IFERROR(INDEX('SISPSN 2023'!N$3:N$442,MATCH($C526,'SISPSN 2023'!$J$3:$J$442,0)),\"\")","v":31670.68},{"$f":"IFERROR(INDEX('SISPSN 2023'!O$3:O$442,MATCH($C526,'SISPSN 2023'!$J$3:$J$442,0)),\"\")","v":16.64},{"$f":"IFERROR(INDEX('SISPSN 2023'!P$3:P$442,MATCH($C526,'SISPSN 2023'!$J$3:$J$442,0)),\"\")","v":32919.910000000003},{"$f":"IFERROR(INDEX('SISPSN 2023'!Q$3:Q$442,MATCH($C526,'SISPSN 2023'!$J$3:$J$442,0)),\"\")","v":17.29},{"$f":"IFERROR(INDEX('SISPSN 2023'!R$3:R$442,MATCH($C526,'SISPSN 2023'!$J$3:$J$442,0)),\"\")","v":1249.23},{"$f":"IFERROR(INDEX('SISPSN 2023'!S$3:S$442,MATCH($C526,'SISPSN 2023'!$J$3:$J$442,0)),\"\")","v":202.94},{"$f":"IFERROR(INDEX('SISPSN 2023'!T$3:T$442,MATCH($C526,'SISPSN 2023'!$J$3:$J$442,0)),\"\")","v":0.76},{"$f":"IFERROR(INDEX('SISPSN 2023'!U$3:U$442,MATCH($C526,'SISPSN 2023'!$J$3:$J$442,0)),\"\")","v":"P 2"},null,0.50153039076884787,3.2911456634467065E-3,8.3437654507503289E-2,8.6728800170949999E-2,3.2911456634467065E-3,5.3465342726309367E-4,{"$f":"IFERROR(PERCENTRANK(_xlfn._xlws.FILTER($AD$4:$AD$547,$AD$4:$AD$547<>\"\"),AD526),\"\")","v":""},0.22900000000000001,0.157,0.28399999999999997]
["Sumatera Utara","Sumatera Utara","Kab. Mandailing Natal",484874,2022,null,"Sumatera Utara","Sumatera Utara","Mandailing Natal",71.31,72.17,72.650000000000006,0.51500000000000001,1,{"$f":"IFERROR(INDEX('SISPSN 2023'!H$3:H$442,MATCH($C527,'SISPSN 2023'!$J$3:$J$442,0)),\"\")","v":2023},{"$f":"IFERROR(INDEX('SISPSN 2023'!I$3:I$442,MATCH($C527,'SISPSN 2023'!$J$3:$J$442,0)),\"\")","v":"Sumatera Utara"},{"$f":"IFERROR(INDEX('SISPSN 2023'!J$3:J$442,MATCH($C527,'SISPSN 2023'!$J$3:$J$442,0)),\"\")","v":"Kab. Mandailing Natal"},{"$f":"IFERROR(INDEX('SISPSN 2023'!K$3:K$442,MATCH($C527,'SISPSN 2023'!$J$3:$J$442,0)),\"\")","v":70791.600000000006},{"$f":"IFERROR(INDEX('SISPSN 2023'!L$3:L$442,MATCH($C527,'SISPSN 2023'!$J$3:$J$442,0)),\"\")","v":0},{"$f":"IFERROR(INDEX('SISPSN 2023'!M$3:M$442,MATCH($C527,'SISPSN 2023'!$J$3:$J$442,0)),\"\")","v":0},{"$f":"IFERROR(INDEX('SISPSN 2023'!N$3:N$442,MATCH($C527,'SISPSN 2023'!$J$3:$J$442,0)),\"\")","v":15899.4},{"$f":"IFERROR(INDEX('SISPSN 2023'!O$3:O$442,MATCH($C527,'SISPSN 2023'!$J$3:$J$442,0)),\"\")","v":22.46},{"$f":"IFERROR(INDEX('SISPSN 2023'!P$3:P$442,MATCH($C527,'SISPSN 2023'!$J$3:$J$442,0)),\"\")","v":15899.4},{"$f":"IFERROR(INDEX('SISPSN 2023'!Q$3:Q$442,MATCH($C527,'SISPSN 2023'!$J$3:$J$442,0)),\"\")","v":22.46},{"$f":"IFERROR(INDEX('SISPSN 2023'!R$3:R$442,MATCH($C527,'SISPSN 2023'!$J$3:$J$442,0)),\"\")","v":0},{"$f":"IFERROR(INDEX('SISPSN 2023'!S$3:S$442,MATCH($C527,'SISPSN 2023'!$J$3:$J$442,0)),\"\")","v":0},{"$f":"IFERROR(INDEX('SISPSN 2023'!T$3:T$442,MATCH($C527,'SISPSN 2023'!$J$3:$J$442,0)),\"\")","v":0},{"$f":"IFERROR(INDEX('SISPSN 2023'!U$3:U$442,MATCH($C527,'SISPSN 2023'!$J$3:$J$442,0)),\"\")","v":"P 2"},null,0.39999997739844967,0,8.9837772287233386E-2,8.9837772287233386E-2,0,0,{"$f":"IFERROR(PERCENTRANK(_xlfn._xlws.FILTER($AD$4:$AD$547,$AD$4:$AD$547<>\"\"),AD527),\"\")","v":""},0,0.248,0]
["Sumatera Utara","Sumatera Utara","Kota Medan",2494512,2022,null,"Sumatera Utara","Sumatera Utara","Medan",81.58,82.13,82.61,0.95799999999999996,1,{"$f":"IFERROR(INDEX('SISPSN 2023'!H$3:H$442,MATCH($C528,'SISPSN 2023'!$J$3:$J$442,0)),\"\")","v":2023},{"$f":"IFERROR(INDEX('SISPSN 2023'!I$3:I$442,MATCH($C528,'SISPSN 2023'!$J$3:$J$442,0)),\"\")","v":"Sumatera Utara"},{"$f":"IFERROR(INDEX('SISPSN 2023'!J$3:J$442,MATCH($C528,'SISPSN 2023'!$J$3:$J$442,0)),\"\")","v":"Kota Medan"},{"$f":"IFERROR(INDEX('SISPSN 2023'!K$3:K$442,MATCH($C528,'SISPSN 2023'!$J$3:$J$442,0)),\"\")","v":645661.28},{"$f":"IFERROR(INDEX('SISPSN 2023'!L$3:L$442,MATCH($C528,'SISPSN 2023'!$J$3:$J$442,0)),\"\")","v":89716.74},{"$f":"IFERROR(INDEX('SISPSN 2023'!M$3:M$442,MATCH($C528,'SISPSN 2023'!$J$3:$J$442,0)),\"\")","v":13.9},{"$f":"IFERROR(INDEX('SISPSN 2023'!N$3:N$442,MATCH($C528,'SISPSN 2023'!$J$3:$J$442,0)),\"\")","v":486493.89},{"$f":"IFERROR(INDEX('SISPSN 2023'!O$3:O$442,MATCH($C528,'SISPSN 2023'!$J$3:$J$442,0)),\"\")","v":75.349999999999994},{"$f":"IFERROR(INDEX('SISPSN 2023'!P$3:P$442,MATCH($C528,'SISPSN 2023'!$J$3:$J$442,0)),\"\")","v":576210.64},{"$f":"IFERROR(INDEX('SISPSN 2023'!Q$3:Q$442,MATCH($C528,'SISPSN 2023'!$J$3:$J$442,0)),\"\")","v":89.24},{"$f":"IFERROR(INDEX('SISPSN 2023'!R$3:R$442,MATCH($C528,'SISPSN 2023'!$J$3:$J$442,0)),\"\")","v":87877.37},{"$f":"IFERROR(INDEX('SISPSN 2023'!S$3:S$442,MATCH($C528,'SISPSN 2023'!$J$3:$J$442,0)),\"\")","v":0},{"$f":"IFERROR(INDEX('SISPSN 2023'!T$3:T$442,MATCH($C528,'SISPSN 2023'!$J$3:$J$442,0)),\"\")","v":13.61},{"$f":"IFERROR(INDEX('SISPSN 2023'!U$3:U$442,MATCH($C528,'SISPSN 2023'!$J$3:$J$442,0)),\"\")","v":"P 2"},null,0.70913068916831434,9.85360213425443E-2,0.5343169215472765,0.6328529538728348,9.6515838692385197E-2,0,{"$f":"IFERROR(PERCENTRANK(_xlfn._xlws.FILTER($AD$4:$AD$547,$AD$4:$AD$547<>\"\"),AD528),\"\")","v":""},0.61299999999999999,0.88600000000000001,0.65700000000000003]
["Sumatera Utara","Sumatera Utara","Kab. Nias",149249,2022,null,"Sumatera Utara","Sumatera Utara","Nias",63.37,64.3,65.150000000000006,0.09,1,{"$f":"IFERROR(INDEX('SISPSN 2023'!H$3:H$442,MATCH($C529,'SISPSN 2023'!$J$3:$J$442,0)),\"\")","v":2023},{"$f":"IFERROR(INDEX('SISPSN 2023'!I$3:I$442,MATCH($C529,'SISPSN 2023'!$J$3:$J$442,0)),\"\")","v":"Sumatera Utara"},{"$f":"IFERROR(INDEX('SISPSN 2023'!J$3:J$442,MATCH($C529,'SISPSN 2023'!$J$3:$J$442,0)),\"\")","v":"Kab. Nias"},{"$f":"IFERROR(INDEX('SISPSN 2023'!K$3:K$442,MATCH($C529,'SISPSN 2023'!$J$3:$J$442,0)),\"\")","v":21446.67},{"$f":"IFERROR(INDEX('SISPSN 2023'!L$3:L$442,MATCH($C529,'SISPSN 2023'!$J$3:$J$442,0)),\"\")","v":14.6},{"$f":"IFERROR(INDEX('SISPSN 2023'!M$3:M$442,MATCH($C529,'SISPSN 2023'!$J$3:$J$442,0)),\"\")","v":7.0000000000000007E-2},{"$f":"IFERROR(INDEX('SISPSN 2023'!N$3:N$442,MATCH($C529,'SISPSN 2023'!$J$3:$J$442,0)),\"\")","v":993.71},{"$f":"IFERROR(INDEX('SISPSN 2023'!O$3:O$442,MATCH($C529,'SISPSN 2023'!$J$3:$J$442,0)),\"\")","v":4.63},{"$f":"IFERROR(INDEX('SISPSN 2023'!P$3:P$442,MATCH($C529,'SISPSN 2023'!$J$3:$J$442,0)),\"\")","v":1008.31},{"$f":"IFERROR(INDEX('SISPSN 2023'!Q$3:Q$442,MATCH($C529,'SISPSN 2023'!$J$3:$J$442,0)),\"\")","v":4.7},{"$f":"IFERROR(INDEX('SISPSN 2023'!R$3:R$442,MATCH($C529,'SISPSN 2023'!$J$3:$J$442,0)),\"\")","v":14.6},{"$f":"IFERROR(INDEX('SISPSN 2023'!S$3:S$442,MATCH($C529,'SISPSN 2023'!$J$3:$J$442,0)),\"\")","v":0},{"$f":"IFERROR(INDEX('SISPSN 2023'!T$3:T$442,MATCH($C529,'SISPSN 2023'!$J$3:$J$442,0)),\"\")","v":7.0000000000000007E-2},{"$f":"IFERROR(INDEX('SISPSN 2023'!U$3:U$442,MATCH($C529,'SISPSN 2023'!$J$3:$J$442,0)),\"\")","v":"P 2"},null,0.39369108000723624,2.6800849586931905E-4,1.8241282358239796E-2,1.8509290854109118E-2,2.6800849586931905E-4,0,{"$f":"IFERROR(PERCENTRANK(_xlfn._xlws.FILTER($AD$4:$AD$547,$AD$4:$AD$547<>\"\"),AD529),\"\")","v":""},0.157,1.6E-2,0.193]
["Sumatera Utara","Sumatera Utara","Nias Barat",91346,2022,null,"Sumatera Utara","Sumatera Utara","Nias Barat",63.05,63.96,64.680000000000007,8.2000000000000003E-2,0,{"$f":"IFERROR(INDEX('SISPSN 2023'!H$3:H$442,MATCH($C530,'SISPSN 2023'!$J$3:$J$442,0)),\"\")","v":""},{"$f":"IFERROR(INDEX('SISPSN 2023'!I$3:I$442,MATCH($C530,'SISPSN 2023'!$J$3:$J$442,0)),\"\")","v":""},{"$f":"IFERROR(INDEX('SISPSN 2023'!J$3:J$442,MATCH($C530,'SISPSN 2023'!$J$3:$J$442,0)),\"\")","v":""},{"$f":"IFERROR(INDEX('SISPSN 2023'!K$3:K$442,MATCH($C530,'SISPSN 2023'!$J$3:$J$442,0)),\"\")","v":""},{"$f":"IFERROR(INDEX('SISPSN 2023'!L$3:L$442,MATCH($C530,'SISPSN 2023'!$J$3:$J$442,0)),\"\")","v":""},{"$f":"IFERROR(INDEX('SISPSN 2023'!M$3:M$442,MATCH($C530,'SISPSN 2023'!$J$3:$J$442,0)),\"\")","v":""},{"$f":"IFERROR(INDEX('SISPSN 2023'!N$3:N$442,MATCH($C530,'SISPSN 2023'!$J$3:$J$442,0)),\"\")","v":""},{"$f":"IFERROR(INDEX('SISPSN 2023'!O$3:O$442,MATCH($C530,'SISPSN 2023'!$J$3:$J$442,0)),\"\")","v":""},{"$f":"IFERROR(INDEX('SISPSN 2023'!P$3:P$442,MATCH($C530,'SISPSN 2023'!$J$3:$J$442,0)),\"\")","v":""},{"$f":"IFERROR(INDEX('SISPSN 2023'!Q$3:Q$442,MATCH($C530,'SISPSN 2023'!$J$3:$J$442,0)),\"\")","v":""},{"$f":"IFERROR(INDEX('SISPSN 2023'!R$3:R$442,MATCH($C530,'SISPSN 2023'!$J$3:$J$442,0)),\"\")","v":""},{"$f":"IFERROR(INDEX('SISPSN 2023'!S$3:S$442,MATCH($C530,'SISPSN 2023'!$J$3:$J$442,0)),\"\")","v":""},{"$f":"IFERROR(INDEX('SISPSN 2023'!T$3:T$442,MATCH($C530,'SISPSN 2023'!$J$3:$J$442,0)),\"\")","v":""},{"$f":"IFERROR(INDEX('SISPSN 2023'!U$3:U$442,MATCH($C530,'SISPSN 2023'!$J$3:$J$442,0)),\"\")","v":""},null,{"$error":"#VALUE!"},{"$error":"#VALUE!"},{"$error":"#VALUE!"},{"$error":"#VALUE!"},{"$error":"#VALUE!"},{"$error":"#VALUE!"},{"$f":"IFERROR(PERCENTRANK(_xlfn._xlws.FILTER($AD$4:$AD$547,$AD$4:$AD$547<>\"\"),AD530),\"\")","v":""},{"$error":"#VALUE!"},{"$error":"#VALUE!"},{"$error":"#VALUE!"}]
["Sumatera Utara","Sumatera Utara","Nias Selatan",373674,2022,null,"Sumatera Utara","Sumatera Utara","Nias Selatan",63.24,64.05,64.98,8.7999999999999995E-2,0,{"$f":"IFERROR(INDEX('SISPSN 2023'!H$3:H$442,MATCH($C531,'SISPSN 2023'!$J$3:$J$442,0)),\"\")","v":""},{"$f":"IFERROR(INDEX('SISPSN 2023'!I$3:I$442,MATCH($C531,'SISPSN 2023'!$J$3:$J$442,0)),\"\")","v":""},{"$f":"IFERROR(INDEX('SISPSN 2023'!J$3:J$442,MATCH($C531,'SISPSN 2023'!$J$3:$J$442,0)),\"\")","v":""},{"$f":"IFERROR(INDEX('SISPSN 2023'!K$3:K$442,MATCH($C531,'SISPSN 2023'!$J$3:$J$442,0)),\"\")","v":""},{"$f":"IFERROR(INDEX('SISPSN 2023'!L$3:L$442,MATCH($C531,'SISPSN 2023'!$J$3:$J$442,0)),\"\")","v":""},{"$f":"IFERROR(INDEX('SISPSN 2023'!M$3:M$442,MATCH($C531,'SISPSN 2023'!$J$3:$J$442,0)),\"\")","v":""},{"$f":"IFERROR(INDEX('SISPSN 2023'!N$3:N$442,MATCH($C531,'SISPSN 2023'!$J$3:$J$442,0)),\"\")","v":""},{"$f":"IFERROR(INDEX('SISPSN 2023'!O$3:O$442,MATCH($C531,'SISPSN 2023'!$J$3:$J$442,0)),\"\")","v":""},{"$f":"IFERROR(INDEX('SISPSN 2023'!P$3:P$442,MATCH($C531,'SISPSN 2023'!$J$3:$J$442,0)),\"\")","v":""},{"$f":"IFERROR(INDEX('SISPSN 2023'!Q$3:Q$442,MATCH($C531,'SISPSN 2023'!$J$3:$J$442,0)),\"\")","v":""},{"$f":"IFERROR(INDEX('SISPSN 2023'!R$3:R$442,MATCH($C531,'SISPSN 2023'!$J$3:$J$442,0)),\"\")","v":""},{"$f":"IFERROR(INDEX('SISPSN 2023'!S$3:S$442,MATCH($C531,'SISPSN 2023'!$J$3:$J$442,0)),\"\")","v":""},{"$f":"IFERROR(INDEX('SISPSN 2023'!T$3:T$442,MATCH($C531,'SISPSN 2023'!$J$3:$J$442,0)),\"\")","v":""},{"$f":"IFERROR(INDEX('SISPSN 2023'!U$3:U$442,MATCH($C531,'SISPSN 2023'!$J$3:$J$442,0)),\"\")","v":""},null,{"$error":"#VALUE!"},{"$error":"#VALUE!"},{"$error":"#VALUE!"},{"$error":"#VALUE!"},{"$error":"#VALUE!"},{"$error":"#VALUE!"},{"$f":"IFERROR(PERCENTRANK(_xlfn._xlws.FILTER($AD$4:$AD$547,$AD$4:$AD$547<>\"\"),AD531),\"\")","v":""},{"$error":"#VALUE!"},{"$error":"#VALUE!"},{"$error":"#VALUE!"}]
["Sumatera Utara","Sumatera Utara","Nias Utara",150780,2022,null,"Sumatera Utara","Sumatera Utara","Nias Utara",63.63,64.55,65.44,0.105,0,{"$f":"IFERROR(INDEX('SISPSN 2023'!H$3:H$442,MATCH($C532,'SISPSN 2023'!$J$3:$J$442,0)),\"\")","v":""},{"$f":"IFERROR(INDEX('SISPSN 2023'!I$3:I$442,MATCH($C532,'SISPSN 2023'!$J$3:$J$442,0)),\"\")","v":""},{"$f":"IFERROR(INDEX('SISPSN 2023'!J$3:J$442,MATCH($C532,'SISPSN 2023'!$J$3:$J$442,0)),\"\")","v":""},{"$f":"IFERROR(INDEX('SISPSN 2023'!K$3:K$442,MATCH($C532,'SISPSN 2023'!$J$3:$J$442,0)),\"\")","v":""},{"$f":"IFERROR(INDEX('SISPSN 2023'!L$3:L$442,MATCH($C532,'SISPSN 2023'!$J$3:$J$442,0)),\"\")","v":""},{"$f":"IFERROR(INDEX('SISPSN 2023'!M$3:M$442,MATCH($C532,'SISPSN 2023'!$J$3:$J$442,0)),\"\")","v":""},{"$f":"IFERROR(INDEX('SISPSN 2023'!N$3:N$442,MATCH($C532,'SISPSN 2023'!$J$3:$J$442,0)),\"\")","v":""},{"$f":"IFERROR(INDEX('SISPSN 2023'!O$3:O$442,MATCH($C532,'SISPSN 2023'!$J$3:$J$442,0)),\"\")","v":""},{"$f":"IFERROR(INDEX('SISPSN 2023'!P$3:P$442,MATCH($C532,'SISPSN 2023'!$J$3:$J$442,0)),\"\")","v":""},{"$f":"IFERROR(INDEX('SISPSN 2023'!Q$3:Q$442,MATCH($C532,'SISPSN 2023'!$J$3:$J$442,0)),\"\")","v":""},{"$f":"IFERROR(INDEX('SISPSN 2023'!R$3:R$442,MATCH($C532,'SISPSN 2023'!$J$3:$J$442,0)),\"\")","v":""},{"$f":"IFERROR(INDEX('SISPSN 2023'!S$3:S$442,MATCH($C532,'SISPSN 2023'!$J$3:$J$442,0)),\"\")","v":""},{"$f":"IFERROR(INDEX('SISPSN 2023'!T$3:T$442,MATCH($C532,'SISPSN 2023'!$J$3:$J$442,0)),\"\")","v":""},{"$f":"IFERROR(INDEX('SISPSN 2023'!U$3:U$442,MATCH($C532,'SISPSN 2023'!$J$3:$J$442,0)),\"\")","v":""},null,{"$error":"#VALUE!"},{"$error":"#VALUE!"},{"$error":"#VALUE!"},{"$error":"#VALUE!"},{"$error":"#VALUE!"},{"$error":"#VALUE!"},{"$f":"IFERROR(PERCENTRANK(_xlfn._xlws.FILTER($AD$4:$AD$547,$AD$4:$AD$547<>\"\"),AD532),\"\")","v":""},{"$error":"#VALUE!"},{"$error":"#VALUE!"},{"$error":"#VALUE!"}]
["Sumatera Utara","Sumatera Utara","Padang Lawas",267275,2022,null,"Sumatera Utara","Sumatera Utara","Padang Lawas",70.48,71.41,72.16,0.46500000000000002,0,{"$f":"IFERROR(INDEX('SISPSN 2023'!H$3:H$442,MATCH($C533,'SISPSN 2023'!$J$3:$J$442,0)),\"\")","v":""},{"$f":"IFERROR(INDEX('SISPSN 2023'!I$3:I$442,MATCH($C533,'SISPSN 2023'!$J$3:$J$442,0)),\"\")","v":""},{"$f":"IFERROR(INDEX('SISPSN 2023'!J$3:J$442,MATCH($C533,'SISPSN 2023'!$J$3:$J$442,0)),\"\")","v":""},{"$f":"IFERROR(INDEX('SISPSN 2023'!K$3:K$442,MATCH($C533,'SISPSN 2023'!$J$3:$J$442,0)),\"\")","v":""},{"$f":"IFERROR(INDEX('SISPSN 2023'!L$3:L$442,MATCH($C533,'SISPSN 2023'!$J$3:$J$442,0)),\"\")","v":""},{"$f":"IFERROR(INDEX('SISPSN 2023'!M$3:M$442,MATCH($C533,'SISPSN 2023'!$J$3:$J$442,0)),\"\")","v":""},{"$f":"IFERROR(INDEX('SISPSN 2023'!N$3:N$442,MATCH($C533,'SISPSN 2023'!$J$3:$J$442,0)),\"\")","v":""},{"$f":"IFERROR(INDEX('SISPSN 2023'!O$3:O$442,MATCH($C533,'SISPSN 2023'!$J$3:$J$442,0)),\"\")","v":""},{"$f":"IFERROR(INDEX('SISPSN 2023'!P$3:P$442,MATCH($C533,'SISPSN 2023'!$J$3:$J$442,0)),\"\")","v":""},{"$f":"IFERROR(INDEX('SISPSN 2023'!Q$3:Q$442,MATCH($C533,'SISPSN 2023'!$J$3:$J$442,0)),\"\")","v":""},{"$f":"IFERROR(INDEX('SISPSN 2023'!R$3:R$442,MATCH($C533,'SISPSN 2023'!$J$3:$J$442,0)),\"\")","v":""},{"$f":"IFERROR(INDEX('SISPSN 2023'!S$3:S$442,MATCH($C533,'SISPSN 2023'!$J$3:$J$442,0)),\"\")","v":""},{"$f":"IFERROR(INDEX('SISPSN 2023'!T$3:T$442,MATCH($C533,'SISPSN 2023'!$J$3:$J$442,0)),\"\")","v":""},{"$f":"IFERROR(INDEX('SISPSN 2023'!U$3:U$442,MATCH($C533,'SISPSN 2023'!$J$3:$J$442,0)),\"\")","v":""},null,{"$error":"#VALUE!"},{"$error":"#VALUE!"},{"$error":"#VALUE!"},{"$error":"#VALUE!"},{"$error":"#VALUE!"},{"$error":"#VALUE!"},{"$f":"IFERROR(PERCENTRANK(_xlfn._xlws.FILTER($AD$4:$AD$547,$AD$4:$AD$547<>\"\"),AD533),\"\")","v":""},{"$error":"#VALUE!"},{"$error":"#VALUE!"},{"$error":"#VALUE!"}]
["Sumatera Utara","Sumatera Utara","Padang Lawas Utara",267275,2022,null,"Sumatera Utara","Sumatera Utara","Padang Lawas Utara",71.959999999999994,72.77,73.45,0.6,0,{"$f":"IFERROR(INDEX('SISPSN 2023'!H$3:H$442,MATCH($C534,'SISPSN 2023'!$J$3:$J$442,0)),\"\")","v":""},{"$f":"IFERROR(INDEX('SISPSN 2023'!I$3:I$442,MATCH($C534,'SISPSN 2023'!$J$3:$J$442,0)),\"\")","v":""},{"$f":"IFERROR(INDEX('SISPSN 2023'!J$3:J$442,MATCH($C534,'SISPSN 2023'!$J$3:$J$442,0)),\"\")","v":""},{"$f":"IFERROR(INDEX('SISPSN 2023'!K$3:K$442,MATCH($C534,'SISPSN 2023'!$J$3:$J$442,0)),\"\")","v":""},{"$f":"IFERROR(INDEX('SISPSN 2023'!L$3:L$442,MATCH($C534,'SISPSN 2023'!$J$3:$J$442,0)),\"\")","v":""},{"$f":"IFERROR(INDEX('SISPSN 2023'!M$3:M$442,MATCH($C534,'SISPSN 2023'!$J$3:$J$442,0)),\"\")","v":""},{"$f":"IFERROR(INDEX('SISPSN 2023'!N$3:N$442,MATCH($C534,'SISPSN 2023'!$J$3:$J$442,0)),\"\")","v":""},{"$f":"IFERROR(INDEX('SISPSN 2023'!O$3:O$442,MATCH($C534,'SISPSN 2023'!$J$3:$J$442,0)),\"\")","v":""},{"$f":"IFERROR(INDEX('SISPSN 2023'!P$3:P$442,MATCH($C534,'SISPSN 2023'!$J$3:$J$442,0)),\"\")","v":""},{"$f":"IFERROR(INDEX('SISPSN 2023'!Q$3:Q$442,MATCH($C534,'SISPSN 2023'!$J$3:$J$442,0)),\"\")","v":""},{"$f":"IFERROR(INDEX('SISPSN 2023'!R$3:R$442,MATCH($C534,'SISPSN 2023'!$J$3:$J$442,0)),\"\")","v":""},{"$f":"IFERROR(INDEX('SISPSN 2023'!S$3:S$442,MATCH($C534,'SISPSN 2023'!$J$3:$J$442,0)),\"\")","v":""},{"$f":"IFERROR(INDEX('SISPSN 2023'!T$3:T$442,MATCH($C534,'SISPSN 2023'!$J$3:$J$442,0)),\"\")","v":""},{"$f":"IFERROR(INDEX('SISPSN 2023'!U$3:U$442,MATCH($C534,'SISPSN 2023'!$J$3:$J$442,0)),\"\")","v":""},null,{"$error":"#VALUE!"},{"$error":"#VALUE!"},{"$error":"#VALUE!"},{"$error":"#VALUE!"},{"$error":"#VALUE!"},{"$error":"#VALUE!"},{"$f":"IFERROR(PERCENTRANK(_xlfn._xlws.FILTER($AD$4:$AD$547,$AD$4:$AD$547<>\"\"),AD534),\"\")","v":""},{"$error":"#VALUE!"},{"$error":"#VALUE!"},{"$error":"#VALUE!"}]
["Sumatera Utara","Sumatera Utara","Padangsidimpuan",231062,2022,null,"Sumatera Utara","Sumatera Utara","Padangsidimpuan",77.19,77.73,78.099999999999994,0.85299999999999998,0,{"$f":"IFERROR(INDEX('SISPSN 2023'!H$3:H$442,MATCH($C535,'SISPSN 2023'!$J$3:$J$442,0)),\"\")","v":""},{"$f":"IFERROR(INDEX('SISPSN 2023'!I$3:I$442,MATCH($C535,'SISPSN 2023'!$J$3:$J$442,0)),\"\")","v":""},{"$f":"IFERROR(INDEX('SISPSN 2023'!J$3:J$442,MATCH($C535,'SISPSN 2023'!$J$3:$J$442,0)),\"\")","v":""},{"$f":"IFERROR(INDEX('SISPSN 2023'!K$3:K$442,MATCH($C535,'SISPSN 2023'!$J$3:$J$442,0)),\"\")","v":""},{"$f":"IFERROR(INDEX('SISPSN 2023'!L$3:L$442,MATCH($C535,'SISPSN 2023'!$J$3:$J$442,0)),\"\")","v":""},{"$f":"IFERROR(INDEX('SISPSN 2023'!M$3:M$442,MATCH($C535,'SISPSN 2023'!$J$3:$J$442,0)),\"\")","v":""},{"$f":"IFERROR(INDEX('SISPSN 2023'!N$3:N$442,MATCH($C535,'SISPSN 2023'!$J$3:$J$442,0)),\"\")","v":""},{"$f":"IFERROR(INDEX('SISPSN 2023'!O$3:O$442,MATCH($C535,'SISPSN 2023'!$J$3:$J$442,0)),\"\")","v":""},{"$f":"IFERROR(INDEX('SISPSN 2023'!P$3:P$442,MATCH($C535,'SISPSN 2023'!$J$3:$J$442,0)),\"\")","v":""},{"$f":"IFERROR(INDEX('SISPSN 2023'!Q$3:Q$442,MATCH($C535,'SISPSN 2023'!$J$3:$J$442,0)),\"\")","v":""},{"$f":"IFERROR(INDEX('SISPSN 2023'!R$3:R$442,MATCH($C535,'SISPSN 2023'!$J$3:$J$442,0)),\"\")","v":""},{"$f":"IFERROR(INDEX('SISPSN 2023'!S$3:S$442,MATCH($C535,'SISPSN 2023'!$J$3:$J$442,0)),\"\")","v":""},{"$f":"IFERROR(INDEX('SISPSN 2023'!T$3:T$442,MATCH($C535,'SISPSN 2023'!$J$3:$J$442,0)),\"\")","v":""},{"$f":"IFERROR(INDEX('SISPSN 2023'!U$3:U$442,MATCH($C535,'SISPSN 2023'!$J$3:$J$442,0)),\"\")","v":""},null,{"$error":"#VALUE!"},{"$error":"#VALUE!"},{"$error":"#VALUE!"},{"$error":"#VALUE!"},{"$error":"#VALUE!"},{"$error":"#VALUE!"},{"$f":"IFERROR(PERCENTRANK(_xlfn._xlws.FILTER($AD$4:$AD$547,$AD$4:$AD$547<>\"\"),AD535),\"\")","v":""},{"$error":"#VALUE!"},{"$error":"#VALUE!"},{"$error":"#VALUE!"}]
["Sumatera Utara","Sumatera Utara","Pakpak Bharat",54609,2022,null,"Sumatera Utara","Sumatera Utara","Pakpak Bharat",70.650000000000006,71.569999999999993,72.3,0.48599999999999999,0,{"$f":"IFERROR(INDEX('SISPSN 2023'!H$3:H$442,MATCH($C536,'SISPSN 2023'!$J$3:$J$442,0)),\"\")","v":""},{"$f":"IFERROR(INDEX('SISPSN 2023'!I$3:I$442,MATCH($C536,'SISPSN 2023'!$J$3:$J$442,0)),\"\")","v":""},{"$f":"IFERROR(INDEX('SISPSN 2023'!J$3:J$442,MATCH($C536,'SISPSN 2023'!$J$3:$J$442,0)),\"\")","v":""},{"$f":"IFERROR(INDEX('SISPSN 2023'!K$3:K$442,MATCH($C536,'SISPSN 2023'!$J$3:$J$442,0)),\"\")","v":""},{"$f":"IFERROR(INDEX('SISPSN 2023'!L$3:L$442,MATCH($C536,'SISPSN 2023'!$J$3:$J$442,0)),\"\")","v":""},{"$f":"IFERROR(INDEX('SISPSN 2023'!M$3:M$442,MATCH($C536,'SISPSN 2023'!$J$3:$J$442,0)),\"\")","v":""},{"$f":"IFERROR(INDEX('SISPSN 2023'!N$3:N$442,MATCH($C536,'SISPSN 2023'!$J$3:$J$442,0)),\"\")","v":""},{"$f":"IFERROR(INDEX('SISPSN 2023'!O$3:O$442,MATCH($C536,'SISPSN 2023'!$J$3:$J$442,0)),\"\")","v":""},{"$f":"IFERROR(INDEX('SISPSN 2023'!P$3:P$442,MATCH($C536,'SISPSN 2023'!$J$3:$J$442,0)),\"\")","v":""},{"$f":"IFERROR(INDEX('SISPSN 2023'!Q$3:Q$442,MATCH($C536,'SISPSN 2023'!$J$3:$J$442,0)),\"\")","v":""},{"$f":"IFERROR(INDEX('SISPSN 2023'!R$3:R$442,MATCH($C536,'SISPSN 2023'!$J$3:$J$442,0)),\"\")","v":""},{"$f":"IFERROR(INDEX('SISPSN 2023'!S$3:S$442,MATCH($C536,'SISPSN 2023'!$J$3:$J$442,0)),\"\")","v":""},{"$f":"IFERROR(INDEX('SISPSN 2023'!T$3:T$442,MATCH($C536,'SISPSN 2023'!$J$3:$J$442,0)),\"\")","v":""},{"$f":"IFERROR(INDEX('SISPSN 2023'!U$3:U$442,MATCH($C536,'SISPSN 2023'!$J$3:$J$442,0)),\"\")","v":""},null,{"$error":"#VALUE!"},{"$error":"#VALUE!"},{"$error":"#VALUE!"},{"$error":"#VALUE!"},{"$error":"#VALUE!"},{"$error":"#VALUE!"},{"$f":"IFERROR(PERCENTRANK(_xlfn._xlws.FILTER($AD$4:$AD$547,$AD$4:$AD$547<>\"\"),AD536),\"\")","v":""},{"$error":"#VALUE!"},{"$error":"#VALUE!"},{"$error":"#VALUE!"}]
["Sumatera Utara","Sumatera Utara","Pematangsiantar",274056,2022,null,"Sumatera Utara","Sumatera Utara","Pematangsiantar",79.17,79.709999999999994,80.459999999999994,0.90900000000000003,0,{"$f":"IFERROR(INDEX('SISPSN 2023'!H$3:H$442,MATCH($C537,'SISPSN 2023'!$J$3:$J$442,0)),\"\")","v":""},{"$f":"IFERROR(INDEX('SISPSN 2023'!I$3:I$442,MATCH($C537,'SISPSN 2023'!$J$3:$J$442,0)),\"\")","v":""},{"$f":"IFERROR(INDEX('SISPSN 2023'!J$3:J$442,MATCH($C537,'SISPSN 2023'!$J$3:$J$442,0)),\"\")","v":""},{"$f":"IFERROR(INDEX('SISPSN 2023'!K$3:K$442,MATCH($C537,'SISPSN 2023'!$J$3:$J$442,0)),\"\")","v":""},{"$f":"IFERROR(INDEX('SISPSN 2023'!L$3:L$442,MATCH($C537,'SISPSN 2023'!$J$3:$J$442,0)),\"\")","v":""},{"$f":"IFERROR(INDEX('SISPSN 2023'!M$3:M$442,MATCH($C537,'SISPSN 2023'!$J$3:$J$442,0)),\"\")","v":""},{"$f":"IFERROR(INDEX('SISPSN 2023'!N$3:N$442,MATCH($C537,'SISPSN 2023'!$J$3:$J$442,0)),\"\")","v":""},{"$f":"IFERROR(INDEX('SISPSN 2023'!O$3:O$442,MATCH($C537,'SISPSN 2023'!$J$3:$J$442,0)),\"\")","v":""},{"$f":"IFERROR(INDEX('SISPSN 2023'!P$3:P$442,MATCH($C537,'SISPSN 2023'!$J$3:$J$442,0)),\"\")","v":""},{"$f":"IFERROR(INDEX('SISPSN 2023'!Q$3:Q$442,MATCH($C537,'SISPSN 2023'!$J$3:$J$442,0)),\"\")","v":""},{"$f":"IFERROR(INDEX('SISPSN 2023'!R$3:R$442,MATCH($C537,'SISPSN 2023'!$J$3:$J$442,0)),\"\")","v":""},{"$f":"IFERROR(INDEX('SISPSN 2023'!S$3:S$442,MATCH($C537,'SISPSN 2023'!$J$3:$J$442,0)),\"\")","v":""},{"$f":"IFERROR(INDEX('SISPSN 2023'!T$3:T$442,MATCH($C537,'SISPSN 2023'!$J$3:$J$442,0)),\"\")","v":""},{"$f":"IFERROR(INDEX('SISPSN 2023'!U$3:U$442,MATCH($C537,'SISPSN 2023'!$J$3:$J$442,0)),\"\")","v":""},null,{"$error":"#VALUE!"},{"$error":"#VALUE!"},{"$error":"#VALUE!"},{"$error":"#VALUE!"},{"$error":"#VALUE!"},{"$error":"#VALUE!"},{"$f":"IFERROR(PERCENTRANK(_xlfn._xlws.FILTER($AD$4:$AD$547,$AD$4:$AD$547<>\"\"),AD537),\"\")","v":""},{"$error":"#VALUE!"},{"$error":"#VALUE!"},{"$error":"#VALUE!"}]
["Sumatera Utara","Sumatera Utara","Samosir",139337,2022,null,"Sumatera Utara","Sumatera Utara","Samosir",71.75,72.569999999999993,72.930000000000007,0.53100000000000003,0,{"$f":"IFERROR(INDEX('SISPSN 2023'!H$3:H$442,MATCH($C538,'SISPSN 2023'!$J$3:$J$442,0)),\"\")","v":""},{"$f":"IFERROR(INDEX('SISPSN 2023'!I$3:I$442,MATCH($C538,'SISPSN 2023'!$J$3:$J$442,0)),\"\")","v":""},{"$f":"IFERROR(INDEX('SISPSN 2023'!J$3:J$442,MATCH($C538,'SISPSN 2023'!$J$3:$J$442,0)),\"\")","v":""},{"$f":"IFERROR(INDEX('SISPSN 2023'!K$3:K$442,MATCH($C538,'SISPSN 2023'!$J$3:$J$442,0)),\"\")","v":""},{"$f":"IFERROR(INDEX('SISPSN 2023'!L$3:L$442,MATCH($C538,'SISPSN 2023'!$J$3:$J$442,0)),\"\")","v":""},{"$f":"IFERROR(INDEX('SISPSN 2023'!M$3:M$442,MATCH($C538,'SISPSN 2023'!$J$3:$J$442,0)),\"\")","v":""},{"$f":"IFERROR(INDEX('SISPSN 2023'!N$3:N$442,MATCH($C538,'SISPSN 2023'!$J$3:$J$442,0)),\"\")","v":""},{"$f":"IFERROR(INDEX('SISPSN 2023'!O$3:O$442,MATCH($C538,'SISPSN 2023'!$J$3:$J$442,0)),\"\")","v":""},{"$f":"IFERROR(INDEX('SISPSN 2023'!P$3:P$442,MATCH($C538,'SISPSN 2023'!$J$3:$J$442,0)),\"\")","v":""},{"$f":"IFERROR(INDEX('SISPSN 2023'!Q$3:Q$442,MATCH($C538,'SISPSN 2023'!$J$3:$J$442,0)),\"\")","v":""},{"$f":"IFERROR(INDEX('SISPSN 2023'!R$3:R$442,MATCH($C538,'SISPSN 2023'!$J$3:$J$442,0)),\"\")","v":""},{"$f":"IFERROR(INDEX('SISPSN 2023'!S$3:S$442,MATCH($C538,'SISPSN 2023'!$J$3:$J$442,0)),\"\")","v":""},{"$f":"IFERROR(INDEX('SISPSN 2023'!T$3:T$442,MATCH($C538,'SISPSN 2023'!$J$3:$J$442,0)),\"\")","v":""},{"$f":"IFERROR(INDEX('SISPSN 2023'!U$3:U$442,MATCH($C538,'SISPSN 2023'!$J$3:$J$442,0)),\"\")","v":""},null,{"$error":"#VALUE!"},{"$error":"#VALUE!"},{"$error":"#VALUE!"},{"$error":"#VALUE!"},{"$error":"#VALUE!"},{"$error":"#VALUE!"},{"$f":"IFERROR(PERCENTRANK(_xlfn._xlws.FILTER($AD$4:$AD$547,$AD$4:$AD$547<>\"\"),AD538),\"\")","v":""},{"$error":"#VALUE!"},{"$error":"#VALUE!"},{"$error":"#VALUE!"}]
["Sumatera Utara","Sumatera Utara","Serdang Bedagai",667998,2022,null,"Sumatera Utara","Sumatera Utara","Serdang Bedagai",72.25,72.89,73.400000000000006,0.59099999999999997,0,{"$f":"IFERROR(INDEX('SISPSN 2023'!H$3:H$442,MATCH($C539,'SISPSN 2023'!$J$3:$J$442,0)),\"\")","v":""},{"$f":"IFERROR(INDEX('SISPSN 2023'!I$3:I$442,MATCH($C539,'SISPSN 2023'!$J$3:$J$442,0)),\"\")","v":""},{"$f":"IFERROR(INDEX('SISPSN 2023'!J$3:J$442,MATCH($C539,'SISPSN 2023'!$J$3:$J$442,0)),\"\")","v":""},{"$f":"IFERROR(INDEX('SISPSN 2023'!K$3:K$442,MATCH($C539,'SISPSN 2023'!$J$3:$J$442,0)),\"\")","v":""},{"$f":"IFERROR(INDEX('SISPSN 2023'!L$3:L$442,MATCH($C539,'SISPSN 2023'!$J$3:$J$442,0)),\"\")","v":""},{"$f":"IFERROR(INDEX('SISPSN 2023'!M$3:M$442,MATCH($C539,'SISPSN 2023'!$J$3:$J$442,0)),\"\")","v":""},{"$f":"IFERROR(INDEX('SISPSN 2023'!N$3:N$442,MATCH($C539,'SISPSN 2023'!$J$3:$J$442,0)),\"\")","v":""},{"$f":"IFERROR(INDEX('SISPSN 2023'!O$3:O$442,MATCH($C539,'SISPSN 2023'!$J$3:$J$442,0)),\"\")","v":""},{"$f":"IFERROR(INDEX('SISPSN 2023'!P$3:P$442,MATCH($C539,'SISPSN 2023'!$J$3:$J$442,0)),\"\")","v":""},{"$f":"IFERROR(INDEX('SISPSN 2023'!Q$3:Q$442,MATCH($C539,'SISPSN 2023'!$J$3:$J$442,0)),\"\")","v":""},{"$f":"IFERROR(INDEX('SISPSN 2023'!R$3:R$442,MATCH($C539,'SISPSN 2023'!$J$3:$J$442,0)),\"\")","v":""},{"$f":"IFERROR(INDEX('SISPSN 2023'!S$3:S$442,MATCH($C539,'SISPSN 2023'!$J$3:$J$442,0)),\"\")","v":""},{"$f":"IFERROR(INDEX('SISPSN 2023'!T$3:T$442,MATCH($C539,'SISPSN 2023'!$J$3:$J$442,0)),\"\")","v":""},{"$f":"IFERROR(INDEX('SISPSN 2023'!U$3:U$442,MATCH($C539,'SISPSN 2023'!$J$3:$J$442,0)),\"\")","v":""},null,{"$error":"#VALUE!"},{"$error":"#VALUE!"},{"$error":"#VALUE!"},{"$error":"#VALUE!"},{"$error":"#VALUE!"},{"$error":"#VALUE!"},{"$f":"IFERROR(PERCENTRANK(_xlfn._xlws.FILTER($AD$4:$AD$547,$AD$4:$AD$547<>\"\"),AD539),\"\")","v":""},{"$error":"#VALUE!"},{"$error":"#VALUE!"},{"$error":"#VALUE!"}]
["Sumatera Utara","Sumatera Utara","Sibolga",90366,2022,null,"Sumatera Utara","Sumatera Utara","Sibolga",75.87,76.69,77.069999999999993,0.82799999999999996,0,{"$f":"IFERROR(INDEX('SISPSN 2023'!H$3:H$442,MATCH($C540,'SISPSN 2023'!$J$3:$J$442,0)),\"\")","v":""},{"$f":"IFERROR(INDEX('SISPSN 2023'!I$3:I$442,MATCH($C540,'SISPSN 2023'!$J$3:$J$442,0)),\"\")","v":""},{"$f":"IFERROR(INDEX('SISPSN 2023'!J$3:J$442,MATCH($C540,'SISPSN 2023'!$J$3:$J$442,0)),\"\")","v":""},{"$f":"IFERROR(INDEX('SISPSN 2023'!K$3:K$442,MATCH($C540,'SISPSN 2023'!$J$3:$J$442,0)),\"\")","v":""},{"$f":"IFERROR(INDEX('SISPSN 2023'!L$3:L$442,MATCH($C540,'SISPSN 2023'!$J$3:$J$442,0)),\"\")","v":""},{"$f":"IFERROR(INDEX('SISPSN 2023'!M$3:M$442,MATCH($C540,'SISPSN 2023'!$J$3:$J$442,0)),\"\")","v":""},{"$f":"IFERROR(INDEX('SISPSN 2023'!N$3:N$442,MATCH($C540,'SISPSN 2023'!$J$3:$J$442,0)),\"\")","v":""},{"$f":"IFERROR(INDEX('SISPSN 2023'!O$3:O$442,MATCH($C540,'SISPSN 2023'!$J$3:$J$442,0)),\"\")","v":""},{"$f":"IFERROR(INDEX('SISPSN 2023'!P$3:P$442,MATCH($C540,'SISPSN 2023'!$J$3:$J$442,0)),\"\")","v":""},{"$f":"IFERROR(INDEX('SISPSN 2023'!Q$3:Q$442,MATCH($C540,'SISPSN 2023'!$J$3:$J$442,0)),\"\")","v":""},{"$f":"IFERROR(INDEX('SISPSN 2023'!R$3:R$442,MATCH($C540,'SISPSN 2023'!$J$3:$J$442,0)),\"\")","v":""},{"$f":"IFERROR(INDEX('SISPSN 2023'!S$3:S$442,MATCH($C540,'SISPSN 2023'!$J$3:$J$442,0)),\"\")","v":""},{"$f":"IFERROR(INDEX('SISPSN 2023'!T$3:T$442,MATCH($C540,'SISPSN 2023'!$J$3:$J$442,0)),\"\")","v":""},{"$f":"IFERROR(INDEX('SISPSN 2023'!U$3:U$442,MATCH($C540,'SISPSN 2023'!$J$3:$J$442,0)),\"\")","v":""},null,{"$error":"#VALUE!"},{"$error":"#VALUE!"},{"$error":"#VALUE!"},{"$error":"#VALUE!"},{"$error":"#VALUE!"},{"$error":"#VALUE!"},{"$f":"IFERROR(PERCENTRANK(_xlfn._xlws.FILTER($AD$4:$AD$547,$AD$4:$AD$547<>\"\"),AD540),\"\")","v":""},{"$error":"#VALUE!"},{"$error":"#VALUE!"},{"$error":"#VALUE!"}]
["Sumatera Utara","Sumatera Utara","Kab. Simalungun",1021615,2022,null,"Sumatera Utara","Sumatera Utara","Simalungun",74.33,74.680000000000007,75.17,0.754,1,{"$f":"IFERROR(INDEX('SISPSN 2023'!H$3:H$442,MATCH($C541,'SISPSN 2023'!$J$3:$J$442,0)),\"\")","v":2023},{"$f":"IFERROR(INDEX('SISPSN 2023'!I$3:I$442,MATCH($C541,'SISPSN 2023'!$J$3:$J$442,0)),\"\")","v":"Sumatera Utara"},{"$f":"IFERROR(INDEX('SISPSN 2023'!J$3:J$442,MATCH($C541,'SISPSN 2023'!$J$3:$J$442,0)),\"\")","v":"Kab. Simalungun"},{"$f":"IFERROR(INDEX('SISPSN 2023'!K$3:K$442,MATCH($C541,'SISPSN 2023'!$J$3:$J$442,0)),\"\")","v":186444.74},{"$f":"IFERROR(INDEX('SISPSN 2023'!L$3:L$442,MATCH($C541,'SISPSN 2023'!$J$3:$J$442,0)),\"\")","v":441.5},{"$f":"IFERROR(INDEX('SISPSN 2023'!M$3:M$442,MATCH($C541,'SISPSN 2023'!$J$3:$J$442,0)),\"\")","v":0.24},{"$f":"IFERROR(INDEX('SISPSN 2023'!N$3:N$442,MATCH($C541,'SISPSN 2023'!$J$3:$J$442,0)),\"\")","v":47464.6},{"$f":"IFERROR(INDEX('SISPSN 2023'!O$3:O$442,MATCH($C541,'SISPSN 2023'!$J$3:$J$442,0)),\"\")","v":25.46},{"$f":"IFERROR(INDEX('SISPSN 2023'!P$3:P$442,MATCH($C541,'SISPSN 2023'!$J$3:$J$442,0)),\"\")","v":47906.1},{"$f":"IFERROR(INDEX('SISPSN 2023'!Q$3:Q$442,MATCH($C541,'SISPSN 2023'!$J$3:$J$442,0)),\"\")","v":25.69},{"$f":"IFERROR(INDEX('SISPSN 2023'!R$3:R$442,MATCH($C541,'SISPSN 2023'!$J$3:$J$442,0)),\"\")","v":7.3},{"$f":"IFERROR(INDEX('SISPSN 2023'!S$3:S$442,MATCH($C541,'SISPSN 2023'!$J$3:$J$442,0)),\"\")","v":14.6},{"$f":"IFERROR(INDEX('SISPSN 2023'!T$3:T$442,MATCH($C541,'SISPSN 2023'!$J$3:$J$442,0)),\"\")","v":0.01},{"$f":"IFERROR(INDEX('SISPSN 2023'!U$3:U$442,MATCH($C541,'SISPSN 2023'!$J$3:$J$442,0)),\"\")","v":"P 2"},null,0.50000000670439948,1.1839969470846556E-3,0.12728865570689546,0.12847265265398011,1.9576846463687395E-5,3.915369292737479E-5,{"$f":"IFERROR(PERCENTRANK(_xlfn._xlws.FILTER($AD$4:$AD$547,$AD$4:$AD$547<>\"\"),AD541),\"\")","v":""},0.19800000000000001,0.29799999999999999,0.14899999999999999]
["Sumatera Utara","Sumatera Utara","Tanjungbalai",179748,2022,null,"Sumatera Utara","Sumatera Utara","Tanjungbalai",73.78,74.73,75.42,0.76400000000000001,0,{"$f":"IFERROR(INDEX('SISPSN 2023'!H$3:H$442,MATCH($C542,'SISPSN 2023'!$J$3:$J$442,0)),\"\")","v":""},{"$f":"IFERROR(INDEX('SISPSN 2023'!I$3:I$442,MATCH($C542,'SISPSN 2023'!$J$3:$J$442,0)),\"\")","v":""},{"$f":"IFERROR(INDEX('SISPSN 2023'!J$3:J$442,MATCH($C542,'SISPSN 2023'!$J$3:$J$442,0)),\"\")","v":""},{"$f":"IFERROR(INDEX('SISPSN 2023'!K$3:K$442,MATCH($C542,'SISPSN 2023'!$J$3:$J$442,0)),\"\")","v":""},{"$f":"IFERROR(INDEX('SISPSN 2023'!L$3:L$442,MATCH($C542,'SISPSN 2023'!$J$3:$J$442,0)),\"\")","v":""},{"$f":"IFERROR(INDEX('SISPSN 2023'!M$3:M$442,MATCH($C542,'SISPSN 2023'!$J$3:$J$442,0)),\"\")","v":""},{"$f":"IFERROR(INDEX('SISPSN 2023'!N$3:N$442,MATCH($C542,'SISPSN 2023'!$J$3:$J$442,0)),\"\")","v":""},{"$f":"IFERROR(INDEX('SISPSN 2023'!O$3:O$442,MATCH($C542,'SISPSN 2023'!$J$3:$J$442,0)),\"\")","v":""},{"$f":"IFERROR(INDEX('SISPSN 2023'!P$3:P$442,MATCH($C542,'SISPSN 2023'!$J$3:$J$442,0)),\"\")","v":""},{"$f":"IFERROR(INDEX('SISPSN 2023'!Q$3:Q$442,MATCH($C542,'SISPSN 2023'!$J$3:$J$442,0)),\"\")","v":""},{"$f":"IFERROR(INDEX('SISPSN 2023'!R$3:R$442,MATCH($C542,'SISPSN 2023'!$J$3:$J$442,0)),\"\")","v":""},{"$f":"IFERROR(INDEX('SISPSN 2023'!S$3:S$442,MATCH($C542,'SISPSN 2023'!$J$3:$J$442,0)),\"\")","v":""},{"$f":"IFERROR(INDEX('SISPSN 2023'!T$3:T$442,MATCH($C542,'SISPSN 2023'!$J$3:$J$442,0)),\"\")","v":""},{"$f":"IFERROR(INDEX('SISPSN 2023'!U$3:U$442,MATCH($C542,'SISPSN 2023'!$J$3:$J$442,0)),\"\")","v":""},null,{"$error":"#VALUE!"},{"$error":"#VALUE!"},{"$error":"#VALUE!"},{"$error":"#VALUE!"},{"$error":"#VALUE!"},{"$error":"#VALUE!"},{"$f":"IFERROR(PERCENTRANK(_xlfn._xlws.FILTER($AD$4:$AD$547,$AD$4:$AD$547<>\"\"),AD542),\"\")","v":""},{"$error":"#VALUE!"},{"$error":"#VALUE!"},{"$error":"#VALUE!"}]
["Sumatera Utara","Sumatera Utara","Tapanuli Selatan",307312,2022,null,"Sumatera Utara","Sumatera Utara","Tapanuli Selatan",73.37,73.959999999999994,74.58,0.70899999999999996,0,{"$f":"IFERROR(INDEX('SISPSN 2023'!H$3:H$442,MATCH($C543,'SISPSN 2023'!$J$3:$J$442,0)),\"\")","v":""},{"$f":"IFERROR(INDEX('SISPSN 2023'!I$3:I$442,MATCH($C543,'SISPSN 2023'!$J$3:$J$442,0)),\"\")","v":""},{"$f":"IFERROR(INDEX('SISPSN 2023'!J$3:J$442,MATCH($C543,'SISPSN 2023'!$J$3:$J$442,0)),\"\")","v":""},{"$f":"IFERROR(INDEX('SISPSN 2023'!K$3:K$442,MATCH($C543,'SISPSN 2023'!$J$3:$J$442,0)),\"\")","v":""},{"$f":"IFERROR(INDEX('SISPSN 2023'!L$3:L$442,MATCH($C543,'SISPSN 2023'!$J$3:$J$442,0)),\"\")","v":""},{"$f":"IFERROR(INDEX('SISPSN 2023'!M$3:M$442,MATCH($C543,'SISPSN 2023'!$J$3:$J$442,0)),\"\")","v":""},{"$f":"IFERROR(INDEX('SISPSN 2023'!N$3:N$442,MATCH($C543,'SISPSN 2023'!$J$3:$J$442,0)),\"\")","v":""},{"$f":"IFERROR(INDEX('SISPSN 2023'!O$3:O$442,MATCH($C543,'SISPSN 2023'!$J$3:$J$442,0)),\"\")","v":""},{"$f":"IFERROR(INDEX('SISPSN 2023'!P$3:P$442,MATCH($C543,'SISPSN 2023'!$J$3:$J$442,0)),\"\")","v":""},{"$f":"IFERROR(INDEX('SISPSN 2023'!Q$3:Q$442,MATCH($C543,'SISPSN 2023'!$J$3:$J$442,0)),\"\")","v":""},{"$f":"IFERROR(INDEX('SISPSN 2023'!R$3:R$442,MATCH($C543,'SISPSN 2023'!$J$3:$J$442,0)),\"\")","v":""},{"$f":"IFERROR(INDEX('SISPSN 2023'!S$3:S$442,MATCH($C543,'SISPSN 2023'!$J$3:$J$442,0)),\"\")","v":""},{"$f":"IFERROR(INDEX('SISPSN 2023'!T$3:T$442,MATCH($C543,'SISPSN 2023'!$J$3:$J$442,0)),\"\")","v":""},{"$f":"IFERROR(INDEX('SISPSN 2023'!U$3:U$442,MATCH($C543,'SISPSN 2023'!$J$3:$J$442,0)),\"\")","v":""},null,{"$error":"#VALUE!"},{"$error":"#VALUE!"},{"$error":"#VALUE!"},{"$error":"#VALUE!"},{"$error":"#VALUE!"},{"$error":"#VALUE!"},{"$f":"IFERROR(PERCENTRANK(_xlfn._xlws.FILTER($AD$4:$AD$547,$AD$4:$AD$547<>\"\"),AD543),\"\")","v":""},{"$error":"#VALUE!"},{"$error":"#VALUE!"},{"$error":"#VALUE!"}]
["Sumatera Utara","Sumatera Utara","Tapanuli Tengah",374734,2022,null,"Sumatera Utara","Sumatera Utara","Tapanuli Tengah",71.48,72.180000000000007,72.77,0.52300000000000002,0,{"$f":"IFERROR(INDEX('SISPSN 2023'!H$3:H$442,MATCH($C544,'SISPSN 2023'!$J$3:$J$442,0)),\"\")","v":""},{"$f":"IFERROR(INDEX('SISPSN 2023'!I$3:I$442,MATCH($C544,'SISPSN 2023'!$J$3:$J$442,0)),\"\")","v":""},{"$f":"IFERROR(INDEX('SISPSN 2023'!J$3:J$442,MATCH($C544,'SISPSN 2023'!$J$3:$J$442,0)),\"\")","v":""},{"$f":"IFERROR(INDEX('SISPSN 2023'!K$3:K$442,MATCH($C544,'SISPSN 2023'!$J$3:$J$442,0)),\"\")","v":""},{"$f":"IFERROR(INDEX('SISPSN 2023'!L$3:L$442,MATCH($C544,'SISPSN 2023'!$J$3:$J$442,0)),\"\")","v":""},{"$f":"IFERROR(INDEX('SISPSN 2023'!M$3:M$442,MATCH($C544,'SISPSN 2023'!$J$3:$J$442,0)),\"\")","v":""},{"$f":"IFERROR(INDEX('SISPSN 2023'!N$3:N$442,MATCH($C544,'SISPSN 2023'!$J$3:$J$442,0)),\"\")","v":""},{"$f":"IFERROR(INDEX('SISPSN 2023'!O$3:O$442,MATCH($C544,'SISPSN 2023'!$J$3:$J$442,0)),\"\")","v":""},{"$f":"IFERROR(INDEX('SISPSN 2023'!P$3:P$442,MATCH($C544,'SISPSN 2023'!$J$3:$J$442,0)),\"\")","v":""},{"$f":"IFERROR(INDEX('SISPSN 2023'!Q$3:Q$442,MATCH($C544,'SISPSN 2023'!$J$3:$J$442,0)),\"\")","v":""},{"$f":"IFERROR(INDEX('SISPSN 2023'!R$3:R$442,MATCH($C544,'SISPSN 2023'!$J$3:$J$442,0)),\"\")","v":""},{"$f":"IFERROR(INDEX('SISPSN 2023'!S$3:S$442,MATCH($C544,'SISPSN 2023'!$J$3:$J$442,0)),\"\")","v":""},{"$f":"IFERROR(INDEX('SISPSN 2023'!T$3:T$442,MATCH($C544,'SISPSN 2023'!$J$3:$J$442,0)),\"\")","v":""},{"$f":"IFERROR(INDEX('SISPSN 2023'!U$3:U$442,MATCH($C544,'SISPSN 2023'!$J$3:$J$442,0)),\"\")","v":""},null,{"$error":"#VALUE!"},{"$error":"#VALUE!"},{"$error":"#VALUE!"},{"$error":"#VALUE!"},{"$error":"#VALUE!"},{"$error":"#VALUE!"},{"$f":"IFERROR(PERCENTRANK(_xlfn._xlws.FILTER($AD$4:$AD$547,$AD$4:$AD$547<>\"\"),AD544),\"\")","v":""},{"$error":"#VALUE!"},{"$error":"#VALUE!"},{"$error":"#VALUE!"}]
["Sumatera Utara","Sumatera Utara","Tapanuli Utara",318424,2022,null,"Sumatera Utara","Sumatera Utara","Tapanuli Utara",76.06,76.430000000000007,76.86,0.82,0,{"$f":"IFERROR(INDEX('SISPSN 2023'!H$3:H$442,MATCH($C545,'SISPSN 2023'!$J$3:$J$442,0)),\"\")","v":""},{"$f":"IFERROR(INDEX('SISPSN 2023'!I$3:I$442,MATCH($C545,'SISPSN 2023'!$J$3:$J$442,0)),\"\")","v":""},{"$f":"IFERROR(INDEX('SISPSN 2023'!J$3:J$442,MATCH($C545,'SISPSN 2023'!$J$3:$J$442,0)),\"\")","v":""},{"$f":"IFERROR(INDEX('SISPSN 2023'!K$3:K$442,MATCH($C545,'SISPSN 2023'!$J$3:$J$442,0)),\"\")","v":""},{"$f":"IFERROR(INDEX('SISPSN 2023'!L$3:L$442,MATCH($C545,'SISPSN 2023'!$J$3:$J$442,0)),\"\")","v":""},{"$f":"IFERROR(INDEX('SISPSN 2023'!M$3:M$442,MATCH($C545,'SISPSN 2023'!$J$3:$J$442,0)),\"\")","v":""},{"$f":"IFERROR(INDEX('SISPSN 2023'!N$3:N$442,MATCH($C545,'SISPSN 2023'!$J$3:$J$442,0)),\"\")","v":""},{"$f":"IFERROR(INDEX('SISPSN 2023'!O$3:O$442,MATCH($C545,'SISPSN 2023'!$J$3:$J$442,0)),\"\")","v":""},{"$f":"IFERROR(INDEX('SISPSN 2023'!P$3:P$442,MATCH($C545,'SISPSN 2023'!$J$3:$J$442,0)),\"\")","v":""},{"$f":"IFERROR(INDEX('SISPSN 2023'!Q$3:Q$442,MATCH($C545,'SISPSN 2023'!$J$3:$J$442,0)),\"\")","v":""},{"$f":"IFERROR(INDEX('SISPSN 2023'!R$3:R$442,MATCH($C545,'SISPSN 2023'!$J$3:$J$442,0)),\"\")","v":""},{"$f":"IFERROR(INDEX('SISPSN 2023'!S$3:S$442,MATCH($C545,'SISPSN 2023'!$J$3:$J$442,0)),\"\")","v":""},{"$f":"IFERROR(INDEX('SISPSN 2023'!T$3:T$442,MATCH($C545,'SISPSN 2023'!$J$3:$J$442,0)),\"\")","v":""},{"$f":"IFERROR(INDEX('SISPSN 2023'!U$3:U$442,MATCH($C545,'SISPSN 2023'!$J$3:$J$442,0)),\"\")","v":""},null,{"$error":"#VALUE!"},{"$error":"#VALUE!"},{"$error":"#VALUE!"},{"$error":"#VALUE!"},{"$error":"#VALUE!"},{"$error":"#VALUE!"},{"$f":"IFERROR(PERCENTRANK(_xlfn._xlws.FILTER($AD$4:$AD$547,$AD$4:$AD$547<>\"\"),AD545),\"\")","v":""},{"$error":"#VALUE!"},{"$error":"#VALUE!"},{"$error":"#VALUE!"}]
["Sumatera Utara","Sumatera Utara","Kota Tebing Tinggi",177785,2022,null,"Sumatera Utara","Sumatera Utara","Tebing Tinggi",76.650000000000006,77.39,78.17,0.85699999999999998,1,{"$f":"IFERROR(INDEX('SISPSN 2023'!H$3:H$442,MATCH($C546,'SISPSN 2023'!$J$3:$J$442,0)),\"\")","v":2023},{"$f":"IFERROR(INDEX('SISPSN 2023'!I$3:I$442,MATCH($C546,'SISPSN 2023'!$J$3:$J$442,0)),\"\")","v":"Sumatera Utara"},{"$f":"IFERROR(INDEX('SISPSN 2023'!J$3:J$442,MATCH($C546,'SISPSN 2023'!$J$3:$J$442,0)),\"\")","v":"Kota Tebing Tinggi"},{"$f":"IFERROR(INDEX('SISPSN 2023'!K$3:K$442,MATCH($C546,'SISPSN 2023'!$J$3:$J$442,0)),\"\")","v":46131.55},{"$f":"IFERROR(INDEX('SISPSN 2023'!L$3:L$442,MATCH($C546,'SISPSN 2023'!$J$3:$J$442,0)),\"\")","v":12402.35},{"$f":"IFERROR(INDEX('SISPSN 2023'!M$3:M$442,MATCH($C546,'SISPSN 2023'!$J$3:$J$442,0)),\"\")","v":26.88},{"$f":"IFERROR(INDEX('SISPSN 2023'!N$3:N$442,MATCH($C546,'SISPSN 2023'!$J$3:$J$442,0)),\"\")","v":33180.51},{"$f":"IFERROR(INDEX('SISPSN 2023'!O$3:O$442,MATCH($C546,'SISPSN 2023'!$J$3:$J$442,0)),\"\")","v":71.930000000000007},{"$f":"IFERROR(INDEX('SISPSN 2023'!P$3:P$442,MATCH($C546,'SISPSN 2023'!$J$3:$J$442,0)),\"\")","v":45582.86},{"$f":"IFERROR(INDEX('SISPSN 2023'!Q$3:Q$442,MATCH($C546,'SISPSN 2023'!$J$3:$J$442,0)),\"\")","v":98.81},{"$f":"IFERROR(INDEX('SISPSN 2023'!R$3:R$442,MATCH($C546,'SISPSN 2023'!$J$3:$J$442,0)),\"\")","v":12293.58},{"$f":"IFERROR(INDEX('SISPSN 2023'!S$3:S$442,MATCH($C546,'SISPSN 2023'!$J$3:$J$442,0)),\"\")","v":315.91000000000003},{"$f":"IFERROR(INDEX('SISPSN 2023'!T$3:T$442,MATCH($C546,'SISPSN 2023'!$J$3:$J$442,0)),\"\")","v":27.33},{"$f":"IFERROR(INDEX('SISPSN 2023'!U$3:U$442,MATCH($C546,'SISPSN 2023'!$J$3:$J$442,0)),\"\")","v":"P 2"},null,0.71090254081715598,0.19112434173800044,0.51132270354256593,0.70244704528056634,0.18944815983289037,4.8682782535932083E-3,{"$f":"IFERROR(PERCENTRANK(_xlfn._xlws.FILTER($AD$4:$AD$547,$AD$4:$AD$547<>\"\"),AD546),\"\")","v":""},0.91900000000000004,0.79200000000000004,0.94099999999999995]
["Sumatera Utara","Sumatera Utara","Kab. Toba",212133,2022,null,"Sumatera Utara","Sumatera Utara","Toba",77.03,77.58,77.83,0.84699999999999998,1,{"$f":"IFERROR(INDEX('SISPSN 2023'!H$3:H$442,MATCH($C547,'SISPSN 2023'!$J$3:$J$442,0)),\"\")","v":2023},{"$f":"IFERROR(INDEX('SISPSN 2023'!I$3:I$442,MATCH($C547,'SISPSN 2023'!$J$3:$J$442,0)),\"\")","v":"Sumatera Utara"},{"$f":"IFERROR(INDEX('SISPSN 2023'!J$3:J$442,MATCH($C547,'SISPSN 2023'!$J$3:$J$442,0)),\"\")","v":"Kab. Toba"},{"$f":"IFERROR(INDEX('SISPSN 2023'!K$3:K$442,MATCH($C547,'SISPSN 2023'!$J$3:$J$442,0)),\"\")","v":40522.11},{"$f":"IFERROR(INDEX('SISPSN 2023'!L$3:L$442,MATCH($C547,'SISPSN 2023'!$J$3:$J$442,0)),\"\")","v":1419.12},{"$f":"IFERROR(INDEX('SISPSN 2023'!M$3:M$442,MATCH($C547,'SISPSN 2023'!$J$3:$J$442,0)),\"\")","v":3.5},{"$f":"IFERROR(INDEX('SISPSN 2023'!N$3:N$442,MATCH($C547,'SISPSN 2023'!$J$3:$J$442,0)),\"\")","v":15056.25},{"$f":"IFERROR(INDEX('SISPSN 2023'!O$3:O$442,MATCH($C547,'SISPSN 2023'!$J$3:$J$442,0)),\"\")","v":37.159999999999997},{"$f":"IFERROR(INDEX('SISPSN 2023'!P$3:P$442,MATCH($C547,'SISPSN 2023'!$J$3:$J$442,0)),\"\")","v":16475.37},{"$f":"IFERROR(INDEX('SISPSN 2023'!Q$3:Q$442,MATCH($C547,'SISPSN 2023'!$J$3:$J$442,0)),\"\")","v":40.659999999999997},{"$f":"IFERROR(INDEX('SISPSN 2023'!R$3:R$442,MATCH($C547,'SISPSN 2023'!$J$3:$J$442,0)),\"\")","v":334.1},{"$f":"IFERROR(INDEX('SISPSN 2023'!S$3:S$442,MATCH($C547,'SISPSN 2023'!$J$3:$J$442,0)),\"\")","v":0},{"$f":"IFERROR(INDEX('SISPSN 2023'!T$3:T$442,MATCH($C547,'SISPSN 2023'!$J$3:$J$442,0)),\"\")","v":0.82},{"$f":"IFERROR(INDEX('SISPSN 2023'!U$3:U$442,MATCH($C547,'SISPSN 2023'!$J$3:$J$442,0)),\"\")","v":"P 2"},null,0.52334846276654168,1.8328124337090412E-2,0.19445347965663048,0.2127816039937209,4.3149461222602081E-3,0,{"$f":"IFERROR(PERCENTRANK(_xlfn._xlws.FILTER($AD$4:$AD$547,$AD$4:$AD$547<>\"\"),AD547),\"\")","v":""},0.35,0.46400000000000002,0.28699999999999998]
["Sumatera Utara","total","total",15115206,2022,null,"Sumatera Utara","total","Sumatera Utara",73.84,74.510000000000005,75.13,0.748,0,{"$f":"IFERROR(INDEX('SISPSN 2023'!H$3:H$442,MATCH($C548,'SISPSN 2023'!$J$3:$J$442,0)),\"\")","v":""},{"$f":"IFERROR(INDEX('SISPSN 2023'!I$3:I$442,MATCH($C548,'SISPSN 2023'!$J$3:$J$442,0)),\"\")","v":""},{"$f":"IFERROR(INDEX('SISPSN 2023'!J$3:J$442,MATCH($C548,'SISPSN 2023'!$J$3:$J$442,0)),\"\")","v":""},{"$f":"IFERROR(INDEX('SISPSN 2023'!$K$3:$K$442,MATCH(C548,'SISPSN 2023'!$J$3:$J$442,0)),\"\")","v":""},{"$f":"IFERROR(INDEX('SISPSN 2023'!$K$3:$K$442,MATCH(D548,'SISPSN 2023'!$J$3:$J$442,0)),\"\")","v":""},{"$f":"IFERROR(INDEX('SISPSN 2023'!$K$3:$K$442,MATCH(E548,'SISPSN 2023'!$J$3:$J$442,0)),\"\")","v":""},{"$f":"IFERROR(INDEX('SISPSN 2023'!$K$3:$K$442,MATCH(F548,'SISPSN 2023'!$J$3:$J$442,0)),\"\")","v":""},{"$f":"IFERROR(INDEX('SISPSN 2023'!$K$3:$K$442,MATCH(G548,'SISPSN 2023'!$J$3:$J$442,0)),\"\")","v":""},{"$f":"IFERROR(INDEX('SISPSN 2023'!$K$3:$K$442,MATCH(H548,'SISPSN 2023'!$J$3:$J$442,0)),\"\")","v":""},{"$f":"IFERROR(INDEX('SISPSN 2023'!$K$3:$K$442,MATCH(I548,'SISPSN 2023'!$J$3:$J$442,0)),\"\")","v":""},{"$f":"IFERROR(INDEX('SISPSN 2023'!$K$3:$K$442,MATCH(J548,'SISPSN 2023'!$J$3:$J$442,0)),\"\")","v":""},{"$f":"IFERROR(INDEX('SISPSN 2023'!$K$3:$K$442,MATCH(K548,'SISPSN 2023'!$J$3:$J$442,0)),\"\")","v":""},{"$f":"IFERROR(INDEX('SISPSN 2023'!$K$3:$K$442,MATCH(L548,'SISPSN 2023'!$J$3:$J$442,0)),\"\")","v":""},{"$f":"IFERROR(INDEX('SISPSN 2023'!$K$3:$K$442,MATCH(M548,'SISPSN 2023'!$J$3:$J$442,0)),\"\")","v":""}]

{"sheet":"SISPSN 2023","index":13,"n_rows":547,"n_cols":21,"rows_kept":547,"cut":false,"hidden":false,"merged":[]}
[null,null,null,null,null,"PASTE NEW DATA HERE taken from tables at https://sipsn.menlhk.go.id/sipsn/public/data/capaian"]
[null,null,null,null,null,null,null,"Year","Province","Regency/City","Annual Waste Generation (tons/year) (A)","Annual Waste Reduction (tons/year) (B)","% Waste Reduction (B/A)","Annual Waste Handling (tons/year) (C)","% Waste Handling (C/A)","Annual Managed Waste (tons/year) (B+C)","% Managed Waste (B+C)/A","Annual Waste Recycling (tons/year) (D)","Annual Waste Raw Materials (tons/year) (E)","Recycling Rate (D+E)/A","P1/P2"]
["Aceh","ACEH BARAT",{"$f":"IFERROR(IFERROR(INDEX($J$3:$J$442,MATCH(B3,$G$3:$G$442,0)),INDEX($J$3:$J$442,MATCH(B3,$J$3:$J$442,0))),B3)","v":"Kab. Aceh Barat"},{"$f":"VLOOKUP(C3,$J$3:$K$442,2,FALSE)","v":36813.72},null,{"$f":"VLOOKUP(J3,$C$3:$C$547,1,FALSE)","v":"Kab. Aceh Selatan"},{"$f":"SUBSTITUTE(SUBSTITUTE(J3,\"Kab. \",\"\"),\"Kota \",\"\")","v":"Aceh Selatan"},2023,"Aceh","Kab. Aceh Selatan",35323.53,113.25,0.32,12775,36.17,12888.25,36.49,67.89,null,0.19,"P 2"]
["Aceh","ACEH BARAT DAYA","Kab. Aceh Barat Daya",{"$f":"VLOOKUP(C4,$J$3:$K$442,2,FALSE)","v":28348.09},null,{"$f":"VLOOKUP(J4,$C$3:$C$547,1,FALSE)","v":"Kab. Aceh Tenggara"},{"$f":"SUBSTITUTE(SUBSTITUTE(J4,\"Kab. \",\"\"),\"Kota \",\"\")","v":"Aceh Tenggara"},2023,"Aceh","Kab. Aceh Tenggara",41666.21,25.55,0.06,7227,17.34,7252.55,17.41,null,null,0,"P 2"]
["Aceh","ACEH BESAR","Kab. Aceh Besar",54053.29,null,"Kab. Aceh Timur","Aceh Timur",2023,"Aceh","Kab. Aceh Timur",65670.22,1044.8,1.59,22747.55,34.64,23792.35,36.229999999999997,857.75,null,1.31,"P 2"]
["Aceh","ACEH JAYA","Kab. Aceh Jaya",17525.11,null,"Kab. Aceh Tengah","Aceh Tengah",2023,"Aceh","Kab. Aceh Tengah",40050.239999999998,1093.18,2.73,22630,56.5,23723.18,59.23,1093.18,null,2.73,"P 2"]
["Aceh","ACEH SELATAN","Kab. Aceh Selatan",35323.53,null,"Kab. Aceh Barat","Aceh Barat",2023,"Aceh","Kab. Aceh Barat",36813.72,3322.76,9.0299999999999994,30502.76,82.86,33825.519999999997,91.88,1423.5,null,3.87,"P 2"]
["Aceh","ACEH SINGKIL","Kab. Aceh Singkil",19094.900000000001,null,"Kab. Aceh Besar","Aceh Besar",2023,"Aceh","Kab. Aceh Besar",54053.29,1016.65,1.88,35040,64.819999999999993,36056.65,66.709999999999994,851.76,null,1.58,"P 2"]
["Aceh","ACEH TAMIANG","Kab. Aceh Tamiang",44561.68,null,"Kab. Pidie","Pidie",2023,"Aceh","Kab. Pidie",64634.93,9740.99,15.07,15410.3,23.84,25151.29,38.909999999999997,9724.07,null,15.04,"P 2"]
["Aceh","ACEH TENGAH","Kab. Aceh Tengah",40050.239999999998,null,"Kab. Aceh Utara","Aceh Utara",2023,"Aceh","Kab. Aceh Utara",112171.8,12.78,0.01,18250,16.27,18262.78,16.28,null,null,0,"P 2"]
["Aceh","ACEH TENGGARA","Kab. Aceh Tenggara",41666.21,null,"Kab. Simeulue","Simeulue",2023,"Aceh","Kab. Simeulue",16476.21,665.5,4.04,6142.95,37.28,6808.45,41.32,665.5,null,4.04,"P 2"]
["Aceh","ACEH TIMUR","Kab. Aceh Timur",65670.22,null,"Kab. Aceh Singkil","Aceh Singkil",2023,"Aceh","Kab. Aceh Singkil",19094.900000000001,1202.68,6.3,2190,11.47,3392.68,17.77,1202.68,null,6.3,"P 2"]
["Aceh","ACEH UTARA","Kab. Aceh Utara",112171.8,null,"Kab. Bireuen","Bireuen",2023,"Aceh","Kab. Bireuen",57800.09,10113.35,17.5,22630,39.15,32743.35,56.65,10113.35,null,17.5,"P 2"]
["Aceh","BANDA ACEH","Kota Banda Aceh",93370.54,null,"Kab. Aceh Barat Daya","Aceh Barat Daya",2023,"Aceh","Kab. Aceh Barat Daya",28348.09,1486.82,5.24,5475,19.309999999999999,6961.82,24.56,1485.55,null,5.24,"P 2"]
["Aceh","BENER MERIAH","Kab. Bener Meriah",24685.68,null,"Kab. Gayo Lues","Gayo Lues",2023,"Aceh","Kab. Gayo Lues",15068.51,1463.64,9.7100000000000009,7716.1,51.21,9179.74,60.92,1460,null,9.69,"P 2"]
["Aceh","BIREUEN","Kab. Bireuen",57800.09,null,"Kab. Aceh Jaya","Aceh Jaya",2023,"Aceh","Kab. Aceh Jaya",17525.11,654.66,3.74,12245.75,69.88,12900.41,73.61,287.26,null,1.64,"P 2"]
["Aceh","GAYO LUES","Kab. Gayo Lues",15068.51,null,"Kab. Nagan Raya","Nagan Raya",2023,"Aceh","Kab. Nagan Raya",25451.599999999999,3680.73,14.46,13077.95,51.38,16758.68,65.849999999999994,3620.53,null,14.23,"P 2"]
["Aceh","LANGSA","Kota Langsa",35154.980000000003,null,"Kab. Aceh Tamiang","Aceh Tamiang",2023,"Aceh","Kab. Aceh Tamiang",44561.68,3627.75,8.14,16070.95,36.06,19698.7,44.21,3540.5,0,7.95,"P 2"]
["Aceh","LHOKSEUMAWE","Kota Lhokseumawe",35793.279999999999,null,"Kab. Bener Meriah","Bener Meriah",2023,"Aceh","Kab. Bener Meriah",24685.68,1137.1199999999999,4.6100000000000003,9468.1,38.35,10605.22,42.96,1111.79,null,4.5,"P 2"]
["Aceh","NAGAN RAYA","Kab. Nagan Raya",25451.599999999999,null,"Kab. Pidie Jaya","Pidie Jaya",2023,"Aceh","Kab. Pidie Jaya",29581.54,0,0,5475,18.510000000000002,5475,18.510000000000002,null,null,0,"P 2"]
["Aceh","PIDIE","Kab. Pidie",64634.93,null,"Kota Banda Aceh","Banda Aceh",2023,"Aceh","Kota Banda Aceh",93370.54,15137.63,16.21,76817.72,82.27,91955.35,98.48,15020.06,null,16.09,"P 2"]
["Aceh","PIDIE JAYA","Kab. Pidie Jaya",29581.54,null,"Kota Sabang","Sabang",2023,"Aceh","Kota Sabang",6308.37,27.74,0.44,5971.4,94.66,5999.14,95.1,null,null,0,"P 2"]
["Aceh","SABANG","Kota Sabang",6308.37,null,"Kota Lhokseumawe","Lhokseumawe",2023,"Aceh","Kota Lhokseumawe",35793.279999999999,3312.83,9.26,27823.95,77.739999999999995,31136.78,86.99,3312.83,null,9.26,"P 2"]
["Aceh","SIMEULUE","Kab. Simeulue",16476.21,null,"Kota Langsa","Langsa",2023,"Aceh","Kota Langsa",35154.980000000003,4774.2700000000004,13.58,25416.78,72.3,30191.040000000001,85.88,543.20000000000005,734.38,3.63,"P 2"]
["Aceh","SUBULUSSALAM","Kota Subulussalam",20831.060000000001,null,"Kota Subulussalam","Subulussalam",2023,"Aceh","Kota Subulussalam",20831.060000000001,54.75,0.26,14600,70.09,14654.75,70.349999999999994,54.75,null,0.26,"P 2"]
["total","total","total",{"$error":"#N/A"},null,{"$error":"#N/A"},{"$f":"SUBSTITUTE(SUBSTITUTE(J26,\"Kab. \",\"\"),\"Kota \",\"\")","v":""},"SIPSN - Sistem Informasi Pengelolaan Sampah Nasional"]
["Bali","Kab. Badung","Kab. Badung",195222.49,null,{"$error":"#N/A"},"Kabupaten/Kota","Tahun","Provinsi","Kabupaten/Kota","Timbulan Sampah Tahunan (ton/tahun)(A)","Pengurangan Sampah Tahunan (ton/tahun)(B)","%Pengurangan Sampah(B/A)","Penanganan Sampah Tahunan (ton/tahun)(C)","%Penanganan Sampah(C/A)","Sampah Terkelola Tahunan (ton/tahun)(B+C)","%Sampah Terkelola(B+C)/A","Daur ulang Sampah Tahunan (ton/tahun)(D)","Bahan baku Sampah Tahunan (ton/tahun)(E)","Recycling Rate(D+E)/A","P1/P2"]
["Bali","Kab. Bangli","Kab. Bangli",41195.360000000001,null,"Kab. Jembrana","Jembrana",2023,"Bali","Kab. Jembrana",59765.279999999999,13751.92,23.01,31025,51.91,44776.92,74.92,12927.92,null,21.63,"P 2"]
["Bali","Kab. Buleleng","Kab. Buleleng",150562.5,null,"Kab. Tabanan","Tabanan",2023,"Bali","Kab. Tabanan",84922.73,1286.3,1.51,51100,60.17,52386.3,61.69,830.05,null,0.98,"P 2"]
["Bali","Kab. Gianyar","Kab. Gianyar",196698.5,null,"Kab. Badung","Badung",2023,"Bali","Kab. Badung",195222.49,45066.53,23.08,78955.34,40.44,124021.87,63.53,44935.5,2743.34,24.42,"P 2"]
["Bali","Kab. Jembrana","Kab. Jembrana",59765.279999999999,null,"Kab. Gianyar","Gianyar",2023,"Bali","Kab. Gianyar",196698.5,18864.07,9.59,169725,86.29,188589.07,95.88,18508.900000000001,null,9.41,"P 2"]
["Bali","Kab. Karangasem","Kab. Karangasem",102643.48,null,"Kab. Klungkung","Klungkung",2023,"Bali","Kab. Klungkung",40239.61,6636.02,16.489999999999998,29532.959999999999,73.39,36168.980000000003,89.88,6260.12,2811.31,22.54,"P 2"]
["Bali","Kab. Klungkung","Kab. Klungkung",40239.61,null,"Kab. Bangli","Bangli",2023,"Bali","Kab. Bangli",41195.360000000001,8133.21,19.739999999999998,30944.7,75.12,39077.910000000003,94.86,6799.23,281.05,17.190000000000001,"P 2"]
["Bali","Kab. Tabanan","Kab. Tabanan",84922.73,null,"Kab. Karangasem","Karangasem",2023,"Bali","Kab. Karangasem",102643.48,7911.41,7.71,22162.799999999999,21.59,30074.21,29.3,7806.92,null,7.61,"P 2"]
["Bali","Kota Denpasar","Kota Denpasar",357984.7,null,"Kab. Buleleng","Buleleng",2023,"Bali","Kab. Buleleng",150562.5,15801.87,10.5,56612.7,37.6,72414.58,48.1,15348.65,1.2,10.199999999999999,"P 2"]
["total","total","total",{"$error":"#N/A"},null,"Kota Denpasar","Denpasar",2023,"Bali","Kota Denpasar",357984.7,58546.77,16.350000000000001,286561.31,80.05,345108.08,96.4,55217.97,20377.93,21.12,"P 2"]
["Banten","Kab. Lebak","Kab. Lebak",218266.5,null,{"$error":"#N/A"},"","SIPSN - Sistem Informasi Pengelolaan Sampah Nasional"]
["Banten","Kab. Pandeglang","Kab. Pandeglang",185812.3,null,{"$error":"#N/A"},"Kabupaten/Kota","Tahun","Provinsi","Kabupaten/Kota","Timbulan Sampah Tahunan (ton/tahun)(A)","Pengurangan Sampah Tahunan (ton/tahun)(B)","%Pengurangan Sampah(B/A)","Penanganan Sampah Tahunan (ton/tahun)(C)","%Penanganan Sampah(C/A)","Sampah Terkelola Tahunan (ton/tahun)(B+C)","%Sampah Terkelola(B+C)/A","Daur ulang Sampah Tahunan (ton/tahun)(D)","Bahan baku Sampah Tahunan (ton/tahun)(E)","Recycling Rate(D+E)/A","P1/P2"]
["Banten","Kab. Serang","Kab. Serang",428962.78,null,"Kab. Pandeglang","Pandeglang",2023,"Banten","Kab. Pandeglang",185812.3,473.59,0.25,64203.5,34.549999999999997,64677.09,34.81,462.64,null,0.25,"P 2"]
["Banten","Kab. Tangerang","Kab. Tangerang",{"$error":"#N/A"},null,"Kab. Lebak","Lebak",2023,"Banten","Kab. Lebak",218266.5,8033.39,3.68,43435,19.899999999999999,51468.39,23.58,7515.83,null,3.44,"P 2"]
["Banten","Kota Cilegon","Kota Cilegon",101772.8,null,"Kab. Serang","Serang",2023,"Banten","Kab. Serang",428962.78,175.92,0.04,31453.73,7.33,31629.65,7.37,175.92,0.4,0.04,"P 2"]
["Banten","Kota Serang","Kota Serang",219503.03,null,"Kota Tangerang","Tangerang",2023,"Banten","Kota Tangerang",514478.12,127138.73,24.71,386535,75.13,513673.73,99.84,123585.2,null,24.02,"P 2"]
["Banten","Kota Tangerang","Kota Tangerang",514478.12,null,"Kota Cilegon","Cilegon",2023,"Banten","Kota Cilegon",101772.8,2249.2800000000002,2.21,86140,84.64,88389.28,86.85,2249.2800000000002,null,2.21,"P 2"]
["Banten","Kota Tangerang Selatan","Kota Tangerang Selatan",369177.5,null,"Kota Serang","Serang",2023,"Banten","Kota Serang",219503.03,20818.54,9.48,128782.6,58.67,149601.14000000001,68.150000000000006,20812.3,null,9.48,"P 2"]
["total","total","total",{"$error":"#N/A"},null,"Kota Tangerang Selatan","Tangerang Selatan",2023,"Banten","Kota Tangerang Selatan",369177.5,101557.27,27.51,265235.57,71.84,366792.84,99.35,101557.27,1559.57,27.93,"P 2"]
["D.I. Yogyakarta","Bantul","Bantul",{"$error":"#N/A"},null,{"$error":"#N/A"},"","SIPSN - Sistem Informasi Pengelolaan Sampah Nasional"]
["D.I. Yogyakarta","Gunungkidul","Kab. Gunungkidul",140580.21,null,{"$error":"#N/A"},"Kabupaten/Kota","Tahun","Provinsi","Kabupaten/Kota","Timbulan Sampah Tahunan (ton/tahun)(A)","Pengurangan Sampah Tahunan (ton/tahun)(B)","%Pengurangan Sampah(B/A)","Penanganan Sampah Tahunan (ton/tahun)(C)","%Penanganan Sampah(C/A)","Sampah Terkelola Tahunan (ton/tahun)(B+C)","%Sampah Terkelola(B+C)/A","Daur ulang Sampah Tahunan (ton/tahun)(D)","Bahan baku Sampah Tahunan (ton/tahun)(E)","Recycling Rate(D+E)/A","P1/P2"]
["D.I. Yogyakarta","Kulonprogo","Kab. Kulon Progo",80033.899999999994,null,"Kab. Rejang Lebong","Rejang Lebong",2023,"Bengkulu","Kab. Rejang Lebong",72465.679999999993,50.8,7.0000000000000007E-2,29455.5,40.65,29506.3,40.72,50.8,null,7.0000000000000007E-2,"P 2"]
["D.I. Yogyakarta","Sleman",{"$f":"IFERROR(IFERROR(INDEX($J$3:$J$442,MATCH(B49,$G$3:$G$442,0)),INDEX($J$3:$J$442,MATCH(B49,$J$3:$J$442,0))),B49)","v":"Kab. Sleman"},219653.64,null,"Kab. Bengkulu Utara","Bengkulu Utara",2023,"Bengkulu","Kab. Bengkulu Utara",66108.44,7423.86,11.23,11838.12,17.91,19261.98,29.14,7421.65,2275.12,14.67,"P 2"]
["D.I. Yogyakarta","Yogyakarta",{"$f":"IFERROR(IFERROR(INDEX($J$3:$J$442,MATCH(B50,$G$3:$G$442,0)),INDEX($J$3:$J$442,MATCH(B50,$J$3:$J$442,0))),B50)","v":"Kota Yogyakarta"},109704.11,null,"Kab. Seluma","Seluma",2023,"Bengkulu","Kab. Seluma",39013.94,null,null,2496.6,6.4,2496.6,6.4,null,null,0,"P 2"]
["total","total",{"$f":"IFERROR(IFERROR(INDEX($J$3:$J$442,MATCH(B51,$G$3:$G$442,0)),INDEX($J$3:$J$442,MATCH(B51,$J$3:$J$442,0))),B51)","v":"total"},{"$error":"#N/A"},null,"Kab. Lebong","Lebong",2023,"Bengkulu","Kab. Lebong",30516.44,0,0,14235,46.65,14235,46.65,0,null,0,"P 2"]
["DKI Jakarta","Jakarta Barat","Kota Adm. Jakarta Barat",748135.3,null,"Kab. Bengkulu Tengah","Bengkulu Tengah",2023,"Bengkulu","Kab. Bengkulu Tengah",21866.06,293.01,1.34,5058.8999999999996,23.14,5351.91,24.48,286.52999999999997,null,1.31,"P 2"]
["DKI Jakarta","Jakarta Pusat","Kota Adm. Jakarta Pusat",311242.8,null,"Kota Bengkulu","Bengkulu",2023,"Bengkulu","Kota Bengkulu",99645.77,10139.540000000001,10.18,85597.98,85.9,95737.51,96.08,3678.59,null,3.69,"P 2"]
["DKI Jakarta","Jakarta Selatan","Kota Adm. Jakarta Selatan",719463.79,null,{"$error":"#N/A"},"","SIPSN - Sistem Informasi Pengelolaan Sampah Nasional"]
["DKI Jakarta","Jakarta Timur","Kota Adm. Jakarta Timur",851613.56,null,{"$error":"#N/A"},"Kabupaten/Kota","Tahun","Provinsi","Kabupaten/Kota","Timbulan Sampah Tahunan (ton/tahun)(A)","Pengurangan Sampah Tahunan (ton/tahun)(B)","%Pengurangan Sampah(B/A)","Penanganan Sampah Tahunan (ton/tahun)(C)","%Penanganan Sampah(C/A)","Sampah Terkelola Tahunan (ton/tahun)(B+C)","%Sampah Terkelola(B+C)/A","Daur ulang Sampah Tahunan (ton/tahun)(D)","Bahan baku Sampah Tahunan (ton/tahun)(E)","Recycling Rate(D+E)/A","P1/P2"]
["DKI Jakarta","Jakarta Utara","Kota Adm. Jakarta Utara",504560.46,null,"Kab. Kulon Progo","Kulon Progo",2023,"D.I. Yogyakarta","Kab. Kulon Progo",80033.899999999994,24851.11,31.05,12164.27,15.2,37015.379999999997,46.25,22276.46,null,27.83,"P 2"]
["DKI Jakarta","Kep Seribu","Kab. Adm. Kep. Seribu",6634.27,null,"Kab. Gunungkidul","Gunungkidul",2023,"D.I. Yogyakarta","Kab. Gunungkidul",140580.21,40816.879999999997,29.03,19063.22,13.56,59880.1,42.59,40153.269999999997,83.22,28.62,"P 2"]
["total","total",{"$f":"IFERROR(IFERROR(INDEX($J$3:$J$442,MATCH(B58,$G$3:$G$442,0)),INDEX($J$3:$J$442,MATCH(B58,$J$3:$J$442,0))),B58)","v":"total"},{"$error":"#N/A"},null,"Kab. Sleman","Sleman",2023,"D.I. Yogyakarta","Kab. Sleman",219653.64,21236.959999999999,9.67,71536.350000000006,32.57,92773.32,42.24,21236.959999999999,null,9.67,"P 2"]
["Gorontalo","Boalemo","Boalemo",{"$error":"#N/A"},null,"Kota Yogyakarta","Yogyakarta",2023,"D.I. Yogyakarta","Kota Yogyakarta",109704.11,20325.98,18.53,66587.88,60.7,86913.86,79.23,20325.98,388.34,18.88,"P 2"]
["Gorontalo","Bone Bolango","Kab. Bone Bolango",20018.79,null,{"$error":"#N/A"},"","SIPSN - Sistem Informasi Pengelolaan Sampah Nasional"]
["Gorontalo","Gorontalo","Kab. Gorontalo",58224.95,null,{"$error":"#N/A"},"Kabupaten/Kota","Tahun","Provinsi","Kabupaten/Kota","Timbulan Sampah Tahunan (ton/tahun)(A)","Pengurangan Sampah Tahunan (ton/tahun)(B)","%Pengurangan Sampah(B/A)","Penanganan Sampah Tahunan (ton/tahun)(C)","%Penanganan Sampah(C/A)","Sampah Terkelola Tahunan (ton/tahun)(B+C)","%Sampah Terkelola(B+C)/A","Daur ulang Sampah Tahunan (ton/tahun)(D)","Bahan baku Sampah Tahunan (ton/tahun)(E)","Recycling Rate(D+E)/A","P1/P2"]
["Gorontalo","Gorontalo Utara","Gorontalo Utara",{"$error":"#N/A"},null,"Kab. Adm. Kep. Seribu","Adm. Kep. Seribu",2023,"DKI Jakarta","Kab. Adm. Kep. Seribu",6634.27,1805.59,27.22,4785.3100000000004,72.13,6590.9,99.35,1506.14,1864.98,50.81,"P 2"]
["Gorontalo","Kota Gorontalo","Kota Gorontalo",51918.879999999997,null,"Kota Adm. Jakarta Pusat","Adm. Jakarta Pusat",2023,"DKI Jakarta","Kota Adm. Jakarta Pusat",311242.8,84388.44,27.11,225314.69,72.39,309703.12,99.51,60784.63,null,19.53,"P 2"]
["Gorontalo","Pohuwato","Kab. Pohuwato",21888.32,null,"Kota Adm. Jakarta Utara","Adm. Jakarta Utara",2023,"DKI Jakarta","Kota Adm. Jakarta Utara",504560.46,136316.22,27.02,366058.51,72.55,502374.72,99.57,93591.42,null,18.55,"P 2"]
["total","total","total",{"$error":"#N/A"},null,"Kota Adm. Jakarta Barat","Adm. Jakarta Barat",2023,"DKI Jakarta","Kota Adm. Jakarta Barat",748135.3,202487.98,27.07,539251.01,72.08,741738.99,99.15,150820.51999999999,null,20.16,"P 2"]
["Jambi","Batang Hari","Batang Hari",{"$error":"#N/A"},null,"Kota Adm. Jakarta Selatan","Adm. Jakarta Selatan",2023,"DKI Jakarta","Kota Adm. Jakarta Selatan",719463.79,194869.51,27.09,523493.94,72.760000000000005,718363.45,99.85,163550.34,null,22.73,"P 2"]
["Jambi","Bungo",{"$f":"IFERROR(IFERROR(INDEX($J$3:$J$442,MATCH(B67,$G$3:$G$442,0)),INDEX($J$3:$J$442,MATCH(B67,$J$3:$J$442,0))),B67)","v":"Kab. Bungo"},59014.11,null,"Kota Adm. Jakarta Timur","Adm. Jakarta Timur",2023,"DKI Jakarta","Kota Adm. Jakarta Timur",851613.56,232200.21,27.27,618557.81999999995,72.63,850758.03,99.9,207464.22,9007.82,25.42,"P 2"]
["Jambi","Kerinci","Kerinci",{"$f":"VLOOKUP(C68,$J$3:$K$442,2,FALSE)","v":{"$error":"#N/A"}},null,{"$f":"VLOOKUP(J68,$C$3:$C$547,1,FALSE)","v":{"$error":"#N/A"}},"","SIPSN - Sistem Informasi Pengelolaan Sampah Nasional"]
["Jambi","Kota Jambi","Kota Jambi",161897.57999999999,null,{"$error":"#N/A"},"Kabupaten/Kota","Tahun","Provinsi","Kabupaten/Kota","Timbulan Sampah Tahunan (ton/tahun)(A)","Pengurangan Sampah Tahunan (ton/tahun)(B)","%Pengurangan Sampah(B/A)","Penanganan Sampah Tahunan (ton/tahun)(C)","%Penanganan Sampah(C/A)","Sampah Terkelola Tahunan (ton/tahun)(B+C)","%Sampah Terkelola(B+C)/A","Daur ulang Sampah Tahunan (ton/tahun)(D)","Bahan baku Sampah Tahunan (ton/tahun)(E)","Recycling Rate(D+E)/A","P1/P2"]
["Jambi","Kota Sungai Penuh","Kota Sungai Penuh",18405.310000000001,null,"Kab. Gorontalo","Gorontalo",2023,"Gorontalo","Kab. Gorontalo",58224.95,497.43,0.85,7639.45,13.12,8136.88,13.97,null,null,0,"P 2"]
["Jambi","Merangin","Merangin",{"$error":"#N/A"},null,"Kab. Bone Bolango","Bone Bolango",2023,"Gorontalo","Kab. Bone Bolango",20018.79,2449.08,12.23,4554.84,22.75,7003.92,34.99,344.2,152.94,2.48,"P 2"]
["Jambi","Muaro Jambi","Muaro Jambi",{"$error":"#N/A"},null,"Kab. Pohuwato","Pohuwato",2023,"Gorontalo","Kab. Pohuwato",21888.32,2408.8200000000002,11.01,3744.43,17.11,6153.25,28.11,2178.2800000000002,597.76,12.68,"P 2"]
["Jambi","Sarolangun","Sarolangun",{"$error":"#N/A"},null,"Kota Gorontalo","Gorontalo",2023,"Gorontalo","Kota Gorontalo",51918.879999999997,12695.38,24.45,36992.75,71.25,49688.13,95.7,11239.09,383.25,22.39,"P 2"]
["Jambi","Tanjung Jabung Barat","Tanjung Jabung Barat",{"$error":"#N/A"},null,{"$error":"#N/A"},"","SIPSN - Sistem Informasi Pengelolaan Sampah Nasional"]
["Jambi","Tanjung Jabung Timur","Tanjung Jabung Timur",{"$error":"#N/A"},null,{"$error":"#N/A"},"Kabupaten/Kota","Tahun","Provinsi","Kabupaten/Kota","Timbulan Sampah Tahunan (ton/tahun)(A)","Pengurangan Sampah Tahunan (ton/tahun)(B)","%Pengurangan Sampah(B/A)","Penanganan Sampah Tahunan (ton/tahun)(C)","%Penanganan Sampah(C/A)","Sampah Terkelola Tahunan (ton/tahun)(B+C)","%Sampah Terkelola(B+C)/A","Daur ulang Sampah Tahunan (ton/tahun)(D)","Bahan baku Sampah Tahunan (ton/tahun)(E)","Recycling Rate(D+E)/A","P1/P2"]
["Jambi","Tebo","Kab. Tebo",52546.28,null,"Kab. Bungo","Bungo",2023,"Jambi","Kab. Bungo",59014.11,13398.6,22.7,28996.799999999999,49.14,42395.4,71.84,10304.85,7716.52,30.54,"P 2"]
["total","total","total",{"$error":"#N/A"},null,"Kab. Tebo","Tebo",2023,"Jambi","Kab. Tebo",52546.28,1268.9000000000001,2.41,10910.36,20.76,12179.26,23.18,1266.47,null,2.41,"P 2"]
["Jawa Barat","Bandung","Kota Bandung",503627.36,null,"Kota Jambi","Jambi",2023,"Jambi","Kota Jambi",161897.57999999999,24153.69,14.92,119721.46,73.95,143875.15,88.87,19000.060000000001,null,11.74,"P 2"]
["Jawa Barat","Bandung Barat","Bandung Barat",{"$error":"#N/A"},null,"Kota Sungai Penuh","Sungai Penuh",2023,"Jambi","Kota Sungai Penuh",18405.310000000001,2366.12,12.86,13140,71.39,15506.12,84.25,2354.98,null,12.8,"P 2"]
["Jawa Barat","Bekasi","Kab. Bekasi",809935,null,{"$error":"#N/A"},"","SIPSN - Sistem Informasi Pengelolaan Sampah Nasional"]
["Jawa Barat","Bogor","Kota Bogor",284631.59999999998,null,{"$error":"#N/A"},"Kabupaten/Kota","Tahun","Provinsi","Kabupaten/Kota","Timbulan Sampah Tahunan (ton/tahun)(A)","Pengurangan Sampah Tahunan (ton/tahun)(B)","%Pengurangan Sampah(B/A)","Penanganan Sampah Tahunan (ton/tahun)(C)","%Penanganan Sampah(C/A)","Sampah Terkelola Tahunan (ton/tahun)(B+C)","%Sampah Terkelola(B+C)/A","Daur ulang Sampah Tahunan (ton/tahun)(D)","Bahan baku Sampah Tahunan (ton/tahun)(E)","Recycling Rate(D+E)/A","P1/P2"]
["Jawa Barat","Ciamis","Kab. Ciamis",182174.42,null,"Kab. Garut","Garut",2023,"Jawa Barat","Kab. Garut",409465.37,44262.79,10.81,89946.95,21.97,134209.74,32.78,43221.59,null,10.56,"P 2"]
["Jawa Barat","Cianjur","Cianjur",{"$error":"#N/A"},null,"Kab. Ciamis","Ciamis",2023,"Jawa Barat","Kab. Ciamis",182174.42,71414.179999999993,39.200000000000003,75651.360000000001,41.53,147065.54,80.73,66667.39,36596.36,56.68,"P 2"]
["Jawa Barat","Cirebon","Kab. Cirebon",465242.92,null,"Kab. Kuningan","Kuningan",2023,"Jawa Barat","Kab. Kuningan",218783.56,9129.57,4.17,96725,44.21,105854.57,48.38,4765.6899999999996,null,2.1800000000000002,"P 2"]
["Jawa Barat","Garut","Kab. Garut",409465.37,null,"Kab. Cirebon","Cirebon",2023,"Jawa Barat","Kab. Cirebon",465242.92,11311.21,2.4300000000000002,158684.26,34.11,169995.47,36.54,11230.91,null,2.41,"P 2"]
["Jawa Barat","Indramayu","Kab. Indramayu",410606.17,null,"Kab. Sumedang","Sumedang",2023,"Jawa Barat","Kab. Sumedang",174806.09,9157.56,5.24,52738.85,30.17,61896.4,35.409999999999997,9114.42,null,5.21,"P 2"]
["Jawa Barat","Karawang","Kab. Karawang",384758.32,null,"Kab. Indramayu","Indramayu",2023,"Jawa Barat","Kab. Indramayu",410606.17,51409.3,12.52,203980.25,49.68,255389.55,62.2,33067.31,65.7,8.07,"P 2"]
["Jawa Barat","Kota Bandung","Kota Bandung",503627.36,null,"Kab. Karawang","Karawang",2023,"Jawa Barat","Kab. Karawang",384758.32,2702.57,0.7,137970,35.86,140672.57,36.56,2702.57,null,0.7,"P 2"]
["Jawa Barat","Kota Banjar","Kota Banjar",31624.18,null,"Kab. Bekasi","Bekasi",2023,"Jawa Barat","Kab. Bekasi",809935,1746.44,0.22,352414.81,43.51,354161.25,43.73,1746.44,null,0.22,"P 2"]
["Jawa Barat","Kota Bekasi","Kota Bekasi",637778.59,null,"Kota Bogor",{"$f":"SUBSTITUTE(SUBSTITUTE(J90,\"Kab. \",\"\"),\"Kota \",\"\")","v":"Bogor"},2023,"Jawa Barat","Kota Bogor",284631.59999999998,68201.06,23.96,200097.81,70.3,268298.87,94.26,66895.5,260.31,23.59,"P 2"]
["Jawa Barat","Kota Bogor","Kota Bogor",284631.59999999998,null,"Kota Sukabumi","Sukabumi",2023,"Jawa Barat","Kota Sukabumi",67308.3,17508.46,26.01,49275,73.209999999999994,66783.460000000006,99.22,11285.21,null,16.77,"P 2"]
["Jawa Barat","Kota Cimahi","Kota Cimahi",84025.77,null,"Kota Bandung","Bandung",2023,"Jawa Barat","Kota Bandung",503627.36,72838.53,14.46,419237.23,83.24,492075.76,97.71,72838.53,1843.29,14.83,"P 2"]
["Jawa Barat","Kota Cirebon","Kota Cirebon",{"$error":"#N/A"},null,"Kota Bekasi","Bekasi",2023,"Jawa Barat","Kota Bekasi",637778.59,36351.629999999997,5.7,411359.88,64.5,447711.51,70.2,30726.61,880.89,4.96,"P 2"]
["Jawa Barat","Kota Depok","Kota Depok",{"$error":"#N/A"},null,"Kota Cimahi","Cimahi",2023,"Jawa Barat","Kota Cimahi",84025.77,17592.849999999999,20.94,62402.22,74.27,79995.08,95.2,17592.849999999999,7482.5,29.84,"P 2"]
["Jawa Barat","Kota Sukabumi","Kota Sukabumi",67308.3,null,"Kota Tasikmalaya","Tasikmalaya",2023,"Jawa Barat","Kota Tasikmalaya",117955.24,20001.490000000002,16.96,76915.73,65.209999999999994,96917.21,82.16,20001.490000000002,377.53,17.28,"P 2"]
["Jawa Barat","Kota Tasikmalaya","Kota Tasikmalaya",117955.24,null,"Kota Banjar","Banjar",2023,"Jawa Barat","Kota Banjar",31624.18,6782.15,21.45,24068.7,76.11,30850.86,97.55,5533.23,7625.45,41.61,"P 2"]
["Jawa Barat","Kuningan","Kab. Kuningan",218783.56,null,{"$error":"#N/A"},"","SIPSN - Sistem Informasi Pengelolaan Sampah Nasional"]
["Jawa Barat","Majalengka","Majalengka",{"$error":"#N/A"},null,{"$error":"#N/A"},"Kabupaten/Kota","Tahun","Provinsi","Kabupaten/Kota","Timbulan Sampah Tahunan (ton/tahun)(A)","Pengurangan Sampah Tahunan (ton/tahun)(B)","%Pengurangan Sampah(B/A)","Penanganan Sampah Tahunan (ton/tahun)(C)","%Penanganan Sampah(C/A)","Sampah Terkelola Tahunan (ton/tahun)(B+C)","%Sampah Terkelola(B+C)/A","Daur ulang Sampah Tahunan (ton/tahun)(D)","Bahan baku Sampah Tahunan (ton/tahun)(E)","Recycling Rate(D+E)/A","P1/P2"]
["Jawa Barat","Pangandaran","Pangandaran",{"$error":"#N/A"},null,"Kab. Cilacap","Cilacap",2023,"Jawa Tengah","Kab. Cilacap",348406.57,47237.79,13.56,226943.1,65.14,274180.89,78.7,38690.9,102229.2,40.450000000000003,"P 2"]
["Jawa Barat","Purwakarta","Purwakarta",{"$error":"#N/A"},null,"Kab. Banyumas","Banyumas",2023,"Jawa Tengah","Kab. Banyumas",197758.42,132667.57999999999,67.09,63729,32.229999999999997,196396.58,99.31,27852.080000000002,5146.5,16.690000000000001,"P 2"]
["Jawa Barat","Subang","Subang",{"$error":"#N/A"},null,"Kab. Kebumen","Kebumen",2023,"Jawa Tengah","Kab. Kebumen",176363.85,83099.12,47.12,64429.43,36.53,147528.56,83.65,78406.41,3948.94,46.7,"P 2"]
["Jawa Barat","Sukabumi","Kota Sukabumi",67308.3,null,"Kab. Purworejo","Purworejo",2023,"Jawa Tengah","Kab. Purworejo",117432.91,27000.83,22.99,30716.28,26.16,57717.120000000003,49.15,25982.51,1122.08,23.08,"P 2"]
["Jawa Barat","Sumedang","Kab. Sumedang",174806.09,null,"Kab. Wonosobo","Wonosobo",2023,"Jawa Tengah","Kab. Wonosobo",132810.94,19794.34,14.9,47450,35.729999999999997,67244.34,50.63,12661.93,null,9.5299999999999994,"P 2"]
["Jawa Barat","Tasikmalaya","Kota Tasikmalaya",117955.24,null,"Kab. Magelang","Magelang",2023,"Jawa Tengah","Kab. Magelang",241767.97,58506.77,24.2,65411.72,27.06,123918.49,51.26,28176.95,13581.72,17.27,"P 2"]
["total","total","total",{"$error":"#N/A"},null,"Kab. Boyolali","Boyolali",2023,"Jawa Tengah","Kab. Boyolali",108373.66,31529.57,29.09,32076.93,29.6,63606.5,58.69,31380.639999999999,458.81,29.38,"P 2"]
["jawa tengah","Kab. Banjarnegara","Kab. Banjarnegara",{"$error":"#N/A"},null,"Kab. Klaten","Klaten",2023,"Jawa Tengah","Kab. Klaten",237050.7,60271.7,25.43,79423.97,33.51,139695.67000000001,58.93,20522.990000000002,35780.92,23.75,"P 2"]
["jawa tengah","Kab. Banyumas","Kab. Banyumas",197758.42,null,"Kab. Sukoharjo","Sukoharjo",2023,"Jawa Tengah","Kab. Sukoharjo",133114.76999999999,20109.91,15.11,80909.19,60.78,101019.1,75.89,19493.400000000001,14.24,14.65,"P 2"]
["jawa tengah","Kab. Batang","Kab. Batang",{"$error":"#N/A"},null,"Kab. Wonogiri","Wonogiri",2023,"Jawa Tengah","Kab. Wonogiri",127999.02,49798.47,38.909999999999997,19178.2,14.98,68976.66,53.89,49750.68,33.950000000000003,38.89,"P 2"]
["jawa tengah","Kab. Blora","Kab. Blora",141433.01999999999,null,"Kab. Sragen","Sragen",2023,"Jawa Tengah","Kab. Sragen",217301.22,46530.96,21.41,105945.22,48.76,152476.18,70.17,20204.080000000002,34868.769999999997,25.34,"P 2"]
["jawa tengah","Kab. Boyolali","Kab. Boyolali",108373.66,null,"Kab. Grobogan","Grobogan",2023,"Jawa Tengah","Kab. Grobogan",315050.32,87898.26,27.9,78072.77,24.78,165971.03,52.68,85712,44492.77,41.33,"P 2"]
["jawa tengah","Kab. Brebes","Kab. Brebes",366937.59999999998,null,"Kab. Blora","Blora",2023,"Jawa Tengah","Kab. Blora",141433.01999999999,38435.96,27.18,101871.5,72.03,140307.46,99.2,19412.36,null,13.73,"P 2"]
["jawa tengah","Kab. Cilacap","Kab. Cilacap",348406.57,null,"Kab. Rembang","Rembang",2023,"Jawa Tengah","Kab. Rembang",92770.06,14853.98,16.010000000000002,16030,17.28,30883.98,33.29,14246.98,5.48,15.36,"P 2"]
["jawa tengah","Kab. Demak","Kab. Demak",267884.52,null,"Kab. Pati","Pati",2023,"Jawa Tengah","Kab. Pati",251092.63,35895.550000000003,14.3,68328,27.21,104223.55,41.51,35684.1,null,14.21,"P 2"]
["jawa tengah","Kab. Grobogan","Kab. Grobogan",315050.32,null,"Kab. Kudus","Kudus",2023,"Jawa Tengah","Kab. Kudus",159061.34,39810.239999999998,25.03,61107.73,38.42,100917.97,63.45,37662.76,18942.93,35.590000000000003,"P 2"]
["jawa tengah","Kab. Jepara","Kab. Jepara",154571.51,null,"Kab. Jepara","Jepara",2023,"Jawa Tengah","Kab. Jepara",154571.51,22067.26,14.28,62501.87,40.44,84569.13,54.71,18323.45,1451.97,12.79,"P 2"]
["jawa tengah","Kab. Karanganyar","Kab. Karanganyar",{"$error":"#N/A"},null,"Kab. Demak","Demak",2023,"Jawa Tengah","Kab. Demak",267884.52,273.02,0.1,28247.71,10.54,28520.74,10.65,273.02,null,0.1,"P 2"]
["jawa tengah","Kab. Kebumen","Kab. Kebumen",176363.85,null,"Kab. Semarang","Semarang",2023,"Jawa Tengah","Kab. Semarang",194601.94,27778.02,14.27,73365,37.700000000000003,101143.02,51.97,26761.5,null,13.75,"P 2"]
["jawa tengah","Kab. Kendal","Kab. Kendal",153796.4,null,"Kab. Temanggung","Temanggung",2023,"Jawa Tengah","Kab. Temanggung",147357.79999999999,44305.86,30.07,45546.98,30.91,89852.84,60.98,34729.33,1571.57,24.63,"P 2"]
["jawa tengah","Kab. Klaten","Kab. Klaten",237050.7,null,"Kab. Kendal","Kendal",2023,"Jawa Tengah","Kab. Kendal",153796.4,1637.99,1.07,64417.36,41.88,66055.34,42.95,1635.62,60.55,1.1000000000000001,"P 2"]
["jawa tengah","Kab. Kudus","Kab. Kudus",159061.34,null,"Kab. Pekalongan","Pekalongan",2023,"Jawa Tengah","Kab. Pekalongan",144022.43,9287.92,6.45,47450,32.950000000000003,56737.919999999998,39.4,5453.91,null,3.79,"P 2"]
["jawa tengah","Kab. Magelang","Kab. Magelang",241767.97,null,"Kab. Tegal","Tegal",2023,"Jawa Tengah","Kab. Tegal",220493.69,40895.4,18.55,113880,51.65,154775.4,70.19,38482.92,null,17.45,"P 2"]
["jawa tengah","Kab. Pati","Kab. Pati",251092.63,null,"Kab. Brebes","Brebes",2023,"Jawa Tengah","Kab. Brebes",366937.59999999998,8437.67,2.2999999999999998,61352.85,16.72,69790.52,19.02,6048.11,null,1.65,"P 2"]
["jawa tengah","Kab. Pekalongan","Kab. Pekalongan",144022.43,null,"Kota Magelang","Magelang",2023,"Jawa Tengah","Kota Magelang",29400.33,4389.82,14.93,23101.19,78.569999999999993,27491.01,93.51,4379.63,0,14.9,"P 2"]
["jawa tengah","Kab. Pemalang","Kab. Pemalang",{"$error":"#N/A"},null,"Kota Surakarta","Surakarta",2023,"Jawa Tengah","Kota Surakarta",152974.67000000001,30424.51,19.89,120011.27,78.45,150435.78,98.34,23881.22,null,15.61,"P 2"]
["jawa tengah","Kab. Purbalingga","Kab. Purbalingga",{"$error":"#N/A"},null,"Kota Salatiga","Salatiga",2023,"Jawa Tengah","Kota Salatiga",42496.23,8371.14,19.7,32952.559999999998,77.540000000000006,41323.699999999997,97.24,7802.28,3548.17,26.71,"P 2"]
["jawa tengah","Kab. Purworejo","Kab. Purworejo",117432.91,null,"Kota Semarang","Semarang",2023,"Jawa Tengah","Kota Semarang",431534.65,116591.38,27.02,310739.84999999998,72.010000000000005,427331.23,99.03,108332.04,317.55,25.18,"P 2"]
["jawa tengah","Kab. Rembang","Kab. Rembang",92770.06,null,"Kota Tegal","Tegal",2023,"Jawa Tengah","Kota Tegal",68300.63,11502.29,16.84,50716.75,74.260000000000005,62219.040000000001,91.1,11030.75,4544.25,22.8,"P 2"]
["jawa tengah","Kab. Semarang","Kab. Semarang",194601.94,null,{"$error":"#N/A"},"","SIPSN - Sistem Informasi Pengelolaan Sampah Nasional"]
["jawa tengah","Kab. Sragen","Kab. Sragen",217301.22,null,{"$error":"#N/A"},"Kabupaten/Kota","Tahun","Provinsi","Kabupaten/Kota","Timbulan Sampah Tahunan (ton/tahun)(A)","Pengurangan Sampah Tahunan (ton/tahun)(B)","%Pengurangan Sampah(B/A)","Penanganan Sampah Tahunan (ton/tahun)(C)","%Penanganan Sampah(C/A)","Sampah Terkelola Tahunan (ton/tahun)(B+C)","%Sampah Terkelola(B+C)/A","Daur ulang Sampah Tahunan (ton/tahun)(D)","Bahan baku Sampah Tahunan (ton/tahun)(E)","Recycling Rate(D+E)/A","P1/P2"]
["jawa tengah","Kab. Sukoharjo","Kab. Sukoharjo",133114.76999999999,null,"Kab. Pacitan","Pacitan",2023,"Jawa Timur","Kab. Pacitan",105345.64,17586.32,16.690000000000001,14034.25,13.32,31620.57,30.02,17528.560000000001,2628,19.13,"P 2"]
["jawa tengah","Kab. Tegal",{"$f":"IFERROR(IFERROR(INDEX($J$3:$J$442,MATCH(B131,$G$3:$G$442,0)),INDEX($J$3:$J$442,MATCH(B131,$J$3:$J$442,0))),B131)","v":"Kab. Tegal"},220493.69,null,"Kab. Ponorogo","Ponorogo",2023,"Jawa Timur","Kab. Ponorogo",140780.94,32112.400000000001,22.81,86885.7,61.72,118998.1,84.53,29268.07,1110.7,21.58,"P 2"]
["jawa tengah","Kab. Temanggung","Kab. Temanggung",{"$f":"VLOOKUP(C132,$J$3:$K$442,2,FALSE)","v":147357.79999999999},null,{"$f":"VLOOKUP(J132,$C$3:$C$547,1,FALSE)","v":"Kab. Trenggalek"},"Trenggalek",2023,"Jawa Timur","Kab. Trenggalek",109657.53,16954.849999999999,15.46,57429.1,52.37,74383.95,67.83,13968.44,null,12.74,"P 2"]
["jawa tengah","Kab. Wonogiri","Kab. Wonogiri",127999.02,null,"Kab. Tulungagung","Tulungagung",2023,"Jawa Timur","Kab. Tulungagung",204028.79999999999,36594,17.940000000000001,53983.5,26.46,90577.5,44.39,36165.599999999999,12738.5,23.97,"P 2"]
["jawa tengah","Kab. Wonosobo","Kab. Wonosobo",132810.94,null,"Kab. Blitar","Blitar",2023,"Jawa Timur","Kab. Blitar",150990.1,4531.41,3,88792.46,58.81,93323.87,61.81,2456.19,7481.41,6.58,"P 2"]
["jawa tengah","Kota Magelang","Kota Magelang",29400.33,null,"Kab. Kediri","Kediri",2023,"Jawa Timur","Kab. Kediri",241778.92,21698.17,8.9700000000000006,50063.4,20.71,71761.570000000007,29.68,16491.919999999998,638.75,7.09,"P 2"]
["jawa tengah","Kota Pekalongan","Kota Pekalongan",{"$error":"#N/A"},null,"Kab. Malang","Malang",2023,"Jawa Timur","Kab. Malang",352927.26,39296.82,11.13,149662.62,42.41,188959.44,53.54,38955.29,null,11.04,"P 2"]
["jawa tengah","Kota Salatiga","Kota Salatiga",42496.23,null,"Kab. Lumajang","Lumajang",2023,"Jawa Timur","Kab. Lumajang",195275.12,37827.15,19.37,69366.5,35.520000000000003,107193.65,54.89,22576.66,308.5,11.72,"P 2"]
["jawa tengah","Kota Semarang","Kota Semarang",431534.65,null,"Kab. Jember","Jember",2023,"Jawa Timur","Kab. Jember",377298.02,3206.86,0.85,98696.37,26.16,101903.22,27.01,2572.36,1496.87,1.08,"P 2"]
["jawa tengah","Kota Surakarta","Kota Surakarta",152974.67000000001,null,"Kab. Banyuwangi","Banyuwangi",2023,"Jawa Timur","Kab. Banyuwangi",305312.84999999998,92260.9,30.22,82891.649999999994,27.15,175152.55,57.37,80174.12,9658.0499999999993,29.42,"P 2"]
["jawa tengah","Kota Tegal","Kota Tegal",68300.63,null,"Kab. Situbondo","Situbondo",2023,"Jawa Timur","Kab. Situbondo",92130.84,9212.5300000000007,10,56312.2,61.12,65524.73,71.12,4965.8599999999997,3569.7,9.26,"P 2"]
["total","total","total",{"$error":"#N/A"},null,"Kab. Probolinggo","Probolinggo",2023,"Jawa Timur","Kab. Probolinggo",169354.89,31095.73,18.36,43873,25.91,74968.73,44.27,19141.07,73,11.35,"P 2"]
["Jawa Timur","Kab. Bangkalan","Kab. Bangkalan",152259.01999999999,null,"Kab. Sidoarjo","Sidoarjo",2023,"Jawa Timur","Kab. Sidoarjo",320690.09999999998,19836.07,6.19,175360.28,54.68,195196.34,60.87,19155.71,null,5.97,"P 2"]
["Jawa Timur","Kab. Banyuwangi","Kab. Banyuwangi",305312.84999999998,null,"Kab. Mojokerto","Mojokerto",2023,"Jawa Timur","Kab. Mojokerto",172984,35088.29,20.28,39704.199999999997,22.95,74792.490000000005,43.24,34431.599999999999,7141.92,24.03,"P 2"]
["Jawa Timur","Kab. Blitar","Kab. Blitar",150990.1,null,"Kab. Jombang","Jombang",2023,"Jawa Timur","Kab. Jombang",193583.44,28110.66,14.52,55918,28.89,84028.66,43.41,27817.75,54.75,14.4,"P 2"]
["Jawa Timur","Kab. Bojonegoro","Kab. Bojonegoro",133639.42000000001,null,"Kab. Nganjuk","Nganjuk",2023,"Jawa Timur","Kab. Nganjuk",163086.82,20459.169999999998,12.54,45642.879999999997,27.99,66102.05,40.53,19073.060000000001,17797.29,22.61,"P 2"]
["Jawa Timur","Kab. Bondowoso","Kab. Bondowoso",{"$error":"#N/A"},null,"Kab. Madiun","Madiun",2023,"Jawa Timur","Kab. Madiun",109147.99,33981.64,31.13,20613.38,18.89,54595.02,50.02,21660.6,1487.38,21.21,"P 2"]
["Jawa Timur","Kab. Gresik","Kab. Gresik",144238.32999999999,null,"Kab. Magetan","Magetan",2023,"Jawa Timur","Kab. Magetan",100725.11,52634.080000000002,52.26,19212.72,19.07,71846.8,71.33,52109.41,1393.42,53.12,"P 2"]
["Jawa Timur","Kab. Jember","Kab. Jember",377298.02,null,"Kab. Ngawi","Ngawi",2023,"Jawa Timur","Kab. Ngawi",135297.67000000001,21245.86,15.7,32543.4,24.05,53789.26,39.76,20890.080000000002,1288.45,16.39,"P 2"]
["Jawa Timur","Kab. Jombang","Kab. Jombang",193583.44,null,"Kab. Bojonegoro","Bojonegoro",2023,"Jawa Timur","Kab. Bojonegoro",133639.42000000001,25140.49,18.809999999999999,20419.150000000001,15.28,45559.64,34.090000000000003,17179.78,142.35,12.96,"P 2"]
["Jawa Timur","Kab. Kediri","Kab. Kediri",241778.92,null,"Kab. Tuban","Tuban",2023,"Jawa Timur","Kab. Tuban",185422.94,51390.5,27.72,68578.03,36.979999999999997,119968.52,64.7,31102.61,2513.0300000000002,18.13,"P 2"]
["Jawa Timur","Kab. Lamongan","Kab. Lamongan",201686.44,null,"Kab. Lamongan","Lamongan",2023,"Jawa Timur","Kab. Lamongan",201686.44,28393.78,14.08,73912.5,36.65,102306.28,50.73,27787.74,912.5,14.23,"P 2"]
["Jawa Timur","Kab. Lumajang","Kab. Lumajang",195275.12,null,"Kab. Gresik","Gresik",2023,"Jawa Timur","Kab. Gresik",144238.32999999999,22356.94,15.5,88995.05,61.7,111351.99,77.2,6818.13,6070.05,8.94,"P 2"]
["Jawa Timur","Kab. Madiun","Kab. Madiun",109147.99,null,"Kab. Bangkalan","Bangkalan",2023,"Jawa Timur","Kab. Bangkalan",152259.01999999999,14218.46,9.34,41756,27.42,55974.46,36.76,14218.22,2007.5,10.66,"P 2"]
["Jawa Timur","Kab. Magetan","Kab. Magetan",100725.11,null,"Kab. Sampang",{"$f":"SUBSTITUTE(SUBSTITUTE(J154,\"Kab. \",\"\"),\"Kota \",\"\")","v":"Sampang"},2023,"Jawa Timur","Kab. Sampang",169511.29,694.95,0.41,15352.56,9.06,16047.51,9.4700000000000006,694.95,752.56,0.85,"P 2"]
["Jawa Timur","Kab. Malang","Kab. Malang",352927.26,null,"Kab. Pamekasan","Pamekasan",2023,"Jawa Timur","Kab. Pamekasan",101156.1,15432.57,15.26,46172.11,45.64,61604.68,60.9,15186.63,null,15.01,"P 2"]
["Jawa Timur","Kab. Mojokerto","Kab. Mojokerto",172984,null,"Kab. Sumenep","Sumenep",2023,"Jawa Timur","Kab. Sumenep",134116.66,19753.5,14.73,13621.8,10.16,33375.300000000003,24.89,7908.16,189.8,6.04,"P 2"]
["Jawa Timur","Kab. Nganjuk","Kab. Nganjuk",163086.82,null,"Kota Kediri","Kediri",2023,"Jawa Timur","Kota Kediri",63461.919999999998,9748.02,15.36,50338.97,79.319999999999993,60086.99,94.68,3155.25,623.05999999999995,5.95,"P 2"]
["Jawa Timur","Kab. Ngawi","Kab. Ngawi",135297.67000000001,null,"Kota Blitar","Blitar",2023,"Jawa Timur","Kota Blitar",27988.2,4390.08,15.69,22970.720000000001,82.07,27360.81,97.76,4295.1400000000003,891.87,18.53,"P 2"]
["Jawa Timur","Kab. Pacitan","Kab. Pacitan",105345.64,null,"Kota Malang","Malang",2023,"Jawa Timur","Kota Malang",284095.40999999997,77330.37,27.22,203007.87,71.459999999999994,280338.24,98.68,77234.789999999994,15397.87,32.61,"P 2"]
["Jawa Timur","Kab. Pamekasan","Kab. Pamekasan",101156.1,null,"Kota Probolinggo","Probolinggo",2023,"Jawa Timur","Kota Probolinggo",35705.61,7008.28,19.63,22899.64,64.13,29907.91,83.76,6016.07,137.13999999999999,17.23,"P 2"]
["Jawa Timur","Kab. Pasuruan","Kab. Pasuruan",{"$error":"#N/A"},null,"Kota Pasuruan","Pasuruan",2023,"Jawa Timur","Kota Pasuruan",53830.17,13008.25,24.17,38795.85,72.069999999999993,51804.11,96.24,13008.25,null,24.17,"P 2"]
["Jawa Timur","Kab. Ponorogo","Kab. Ponorogo",140780.94,null,"Kota Mojokerto","Mojokerto",2023,"Jawa Timur","Kota Mojokerto",35882.93,5701.69,15.89,29816.85,83.09,35518.54,98.98,2901.86,null,8.09,"P 2"]
["Jawa Timur","Kab. Probolinggo","Kab. Probolinggo",169354.89,null,"Kota Madiun","Madiun",2023,"Jawa Timur","Kota Madiun",44750.39,12069.48,26.97,32234.76,72.03,44304.24,99,4485.49,425.01,10.97,"P 2"]
["Jawa Timur","Kab. Sampang","Kab. Sampang",169511.29,null,"Kota Surabaya","Surabaya",2023,"Jawa Timur","Kota Surabaya",657016.64,37708.32,5.74,613348.23,93.35,651056.55000000005,99.09,35088.050000000003,42569.95,11.82,"P 2"]
["Jawa Timur","Kab. Sidoarjo","Kab. Sidoarjo",320690.09999999998,null,"Kota Batu","Batu",2023,"Jawa Timur","Kota Batu",52062.68,9839.2999999999993,18.899999999999999,39040.400000000001,74.989999999999995,48879.7,93.89,9720,null,18.670000000000002,"P 2"]
["Jawa Timur","Kab. Situbondo","Kab. Situbondo",92130.84,null,{"$error":"#N/A"},"","SIPSN - Sistem Informasi Pengelolaan Sampah Nasional"]
["Jawa Timur","Kab. Sumenep","Kab. Sumenep",134116.66,null,{"$error":"#N/A"},"Kabupaten/Kota","Tahun","Provinsi","Kabupaten/Kota","Timbulan Sampah Tahunan (ton/tahun)(A)","Pengurangan Sampah Tahunan (ton/tahun)(B)","%Pengurangan Sampah(B/A)","Penanganan Sampah Tahunan (ton/tahun)(C)","%Penanganan Sampah(C/A)","Sampah Terkelola Tahunan (ton/tahun)(B+C)","%Sampah Terkelola(B+C)/A","Daur ulang Sampah Tahunan (ton/tahun)(D)","Bahan baku Sampah Tahunan (ton/tahun)(E)","Recycling Rate(D+E)/A","P1/P2"]
["Jawa Timur","Kab. Trenggalek","Kab. Trenggalek",109657.53,null,"Kab. Sambas","Sambas",2023,"Kalimantan Barat","Kab. Sambas",117563.03,999.95,0.85,28426.2,24.18,29426.15,25.03,103.07,null,0.09,"P 2"]
["Jawa Timur","Kab. Tuban","Kab. Tuban",185422.94,null,"Kab. Mempawah","Mempawah",2023,"Kalimantan Barat","Kab. Mempawah",30769.279999999999,38.409999999999997,0.12,9190.7000000000007,29.87,9229.11,29.99,0.41,null,0,"P 2"]
["Jawa Timur","Kab. Tulungagung","Kab. Tulungagung",204028.79999999999,null,"Kab. Sanggau","Sanggau",2023,"Kalimantan Barat","Kab. Sanggau",91225.36,35.68,0.04,20175.38,22.12,20211.05,22.16,5.38,null,0.01,"P 2"]
["Jawa Timur","Kota Batu","Kota Batu",52062.68,null,"Kab. Ketapang","Ketapang",2023,"Kalimantan Barat","Kab. Ketapang",107693.92,104.71,0.1,25785.59,23.94,25890.3,24.04,55.07,45.42,0.09,"P 2"]
["Jawa Timur","Kota Blitar","Kota Blitar",27988.2,null,"Kab. Sintang","Sintang",2023,"Kalimantan Barat","Kab. Sintang",129290.13,74.25,0.06,54538.3,42.18,54612.55,42.24,74.19,58.4,0.1,"P 2"]
["Jawa Timur","Kota Kediri","Kota Kediri",63461.919999999998,null,"Kab. Kapuas Hulu","Kapuas Hulu",2023,"Kalimantan Barat","Kab. Kapuas Hulu",49063.3,88.33,0.18,9387.7999999999993,19.13,9476.1299999999992,19.309999999999999,7.3,null,0.01,"P 2"]
["Jawa Timur","Kota Madiun","Kota Madiun",44750.39,null,"Kab. Bengkayang","Bengkayang",2023,"Kalimantan Barat","Kab. Bengkayang",43340.83,0,0,6504.3,15.01,6504.3,15.01,null,null,0,"P 2"]
["Jawa Timur","Kota Malang","Kota Malang",284095.40999999997,null,"Kab. Landak","Landak",2023,"Kalimantan Barat","Kab. Landak",59797.95,0.6,0,8969.44,15,8970.0400000000009,15,0.6,null,0,"P 2"]
["Jawa Timur","Kota Mojokerto","Kota Mojokerto",35882.93,null,"Kab. Sekadau","Sekadau",2023,"Kalimantan Barat","Kab. Sekadau",32314.62,2095.15,6.48,6263.4,19.38,8358.5499999999993,25.87,162.43,null,0.5,"P 2"]
["Jawa Timur","Kota Pasuruan","Kota Pasuruan",53830.17,null,"Kab. Melawi","Melawi",2023,"Kalimantan Barat","Kab. Melawi",31145.01,0,0,7588.35,24.36,7588.35,24.36,null,null,0,"P 2"]
["Jawa Timur","Kota Probolinggo","Kota Probolinggo",35705.61,null,"Kab. Kayong Utara","Kayong Utara",2023,"Kalimantan Barat","Kab. Kayong Utara",23926.48,454.06,1.9,7227,30.21,7681.06,32.1,454.06,null,1.9,"P 2"]
["Jawa Timur","Kota Surabaya","Kota Surabaya",657016.64,null,"Kab. Kubu Raya","Kubu Raya",2023,"Kalimantan Barat","Kab. Kubu Raya",158442.19,17.52,0.01,29871.599999999999,18.850000000000001,29889.119999999999,18.86,17.52,null,0.01,"P 2"]
["total","total","total",{"$error":"#N/A"},null,"Kota Pontianak","Pontianak",2023,"Kalimantan Barat","Kota Pontianak",161286.82,39278.94,24.35,121966.35,75.62,161245.29999999999,99.97,35832.519999999997,541.79999999999995,22.55,"P 2"]
["Kalimantan Barat","Bengkayang","Kab. Bengkayang",43340.83,null,"Kota Singkawang","Singkawang",2023,"Kalimantan Barat","Kota Singkawang",34813.5,6254.15,17.96,27061.1,77.73,33315.25,95.7,6242.68,null,17.93,"P 2"]
["Kalimantan Barat","Kapuas Hulu","Kab. Kapuas Hulu",49063.3,null,{"$error":"#N/A"},"","SIPSN - Sistem Informasi Pengelolaan Sampah Nasional"]
["Kalimantan Barat","Kayong Utara","Kab. Kayong Utara",23926.48,null,{"$error":"#N/A"},"Kabupaten/Kota","Tahun","Provinsi","Kabupaten/Kota","Timbulan Sampah Tahunan (ton/tahun)(A)","Pengurangan Sampah Tahunan (ton/tahun)(B)","%Pengurangan Sampah(B/A)","Penanganan Sampah Tahunan (ton/tahun)(C)","%Penanganan Sampah(C/A)","Sampah Terkelola Tahunan (ton/tahun)(B+C)","%Sampah Terkelola(B+C)/A","Daur ulang Sampah Tahunan (ton/tahun)(D)","Bahan baku Sampah Tahunan (ton/tahun)(E)","Recycling Rate(D+E)/A","P1/P2"]
["Kalimantan Barat","Ketapang","Kab. Ketapang",107693.92,null,"Kab. Tanah Laut","Tanah Laut",2023,"Kalimantan Selatan","Kab. Tanah Laut",52712.42,5553.96,10.54,15421.25,29.26,20975.21,39.79,104.43,0,0.2,"P 2"]
["Kalimantan Barat","Kota Pontianak","Kota Pontianak",161286.82,null,"Kab. Kotabaru","Kotabaru",2023,"Kalimantan Selatan","Kab. Kotabaru",67082.22,958.34,1.43,16012.55,23.87,16970.89,25.3,932.05,7.3,1.4,"P 2"]
["Kalimantan Barat","Kota Singkawang","Kota Singkawang",34813.5,null,"Kab. Banjar","Banjar",2023,"Kalimantan Selatan","Kab. Banjar",132335.31,8720.15,6.59,93164.43,70.400000000000006,101884.58,76.989999999999995,7979.17,89.43,6.1,"P 2"]
["Kalimantan Barat","Kubu Raya","Kab. Kubu Raya",158442.19,null,"Kab. Barito Kuala","Barito Kuala",2023,"Kalimantan Selatan","Kab. Barito Kuala",36061.31,10029.09,27.81,17757.25,49.24,27786.34,77.05,8200.99,1697.25,27.45,"P 2"]
["Kalimantan Barat","Landak","Kab. Landak",59797.95,null,"Kab. Tapin","Tapin",2023,"Kalimantan Selatan","Kab. Tapin",30566.12,5117.46,16.739999999999998,17550.66,57.42,22668.12,74.16,4905.8599999999997,322.66000000000003,17.11,"P 2"]
["Kalimantan Barat","Melawi","Kab. Melawi",31145.01,null,"Kab. Hulu Sungai Selatan","Hulu Sungai Selatan",2023,"Kalimantan Selatan","Kab. Hulu Sungai Selatan",35506.76,7725.25,21.76,19076.73,53.73,26801.97,75.48,2714.16,2469.23,14.6,"P 2"]
["Kalimantan Barat","Mempawah","Kab. Mempawah",30769.279999999999,null,"Kab. Hulu Sungai Tengah","Hulu Sungai Tengah",2023,"Kalimantan Selatan","Kab. Hulu Sungai Tengah",38406.910000000003,8785.31,22.87,23981.33,62.44,32766.63,85.31,8143.01,348.67,22.11,"P 2"]
["Kalimantan Barat","Sambas","Kab. Sambas",117563.03,null,"Kab. Tabalong","Tabalong",2023,"Kalimantan Selatan","Kab. Tabalong",42926.74,4689.9799999999996,10.93,35912.35,83.66,40602.33,94.59,2851.24,51.1,6.76,"P 2"]
["Kalimantan Barat","Sanggau","Kab. Sanggau",91225.36,null,"Kab. Tanah Bumbu","Tanah Bumbu",2023,"Kalimantan Selatan","Kab. Tanah Bumbu",62732.73,10695.95,17.05,48044.95,76.59,58740.9,93.64,10637.22,null,16.96,"P 2"]
["Kalimantan Barat","Sekadau","Kab. Sekadau",32314.62,null,"Kab. Balangan","Balangan",2023,"Kalimantan Selatan","Kab. Balangan",21178.29,4249.97,20.07,15259.19,72.05,19509.16,92.12,4102.1899999999996,null,19.37,"P 2"]
["Kalimantan Barat","Sintang","Kab. Sintang",129290.13,null,"Kota Banjarmasin","Banjarmasin",2023,"Kalimantan Selatan","Kota Banjarmasin",170275.42,43309.78,25.44,123197.44,72.349999999999994,166507.21,97.79,37151.339999999997,2017.44,23,"P 2"]
["total","total",{"$f":"IFERROR(IFERROR(INDEX($J$3:$J$442,MATCH(B195,$G$3:$G$442,0)),INDEX($J$3:$J$442,MATCH(B195,$J$3:$J$442,0))),B195)","v":"total"},{"$error":"#N/A"},null,{"$error":"#N/A"},"Banjarbaru",2023,"Kalimantan Selatan","Kota Banjarbaru",67854.41,17832.650000000001,26.28,49996.56,73.680000000000007,67829.22,99.96,15171.41,161.65,22.6,"P 2"]
["KALIMANTAN SELATAN","BALANGAN","Kab. Balangan",{"$f":"VLOOKUP(C196,$J$3:$K$442,2,FALSE)","v":21178.29},null,{"$f":"VLOOKUP(J196,$C$3:$C$547,1,FALSE)","v":{"$error":"#N/A"}},"","SIPSN - Sistem Informasi Pengelolaan Sampah Nasional"]
["KALIMANTAN SELATAN","Kab. Banjar","Kab. Banjar",132335.31,null,{"$error":"#N/A"},"Kabupaten/Kota","Tahun","Provinsi","Kabupaten/Kota","Timbulan Sampah Tahunan (ton/tahun)(A)","Pengurangan Sampah Tahunan (ton/tahun)(B)","%Pengurangan Sampah(B/A)","Penanganan Sampah Tahunan (ton/tahun)(C)","%Penanganan Sampah(C/A)","Sampah Terkelola Tahunan (ton/tahun)(B+C)","%Sampah Terkelola(B+C)/A","Daur ulang Sampah Tahunan (ton/tahun)(D)","Bahan baku Sampah Tahunan (ton/tahun)(E)","Recycling Rate(D+E)/A","P1/P2"]
["KALIMANTAN SELATAN","BARITO KUALA","Kab. Barito Kuala",36061.31,null,"Kab. Kotawaringin Barat","Kotawaringin Barat",2023,"Kalimantan Tengah","Kab. Kotawaringin Barat",50175.64,2450.37,4.88,37047.5,73.84,39497.870000000003,78.72,2232.0700000000002,151.47999999999999,4.75,"P 2"]
["KALIMANTAN SELATAN","HULU SUNGAI SELATAN","Kab. Hulu Sungai Selatan",35506.76,null,"Kab. Kotawaringin Timur","Kotawaringin Timur",2023,"Kalimantan Tengah","Kab. Kotawaringin Timur",86858.62,114.25,0.13,25550,29.42,25664.25,29.55,99.28,null,0.11,"P 2"]
["KALIMANTAN SELATAN","HULU SUNGAI TENGAH","Kab. Hulu Sungai Tengah",38406.910000000003,null,"Kab. Kapuas","Kapuas",2023,"Kalimantan Tengah","Kab. Kapuas",78008.17,1223.9100000000001,1.57,7856.89,10.07,9080.7999999999993,11.64,1010.69,11.45,1.31,"P 2"]
["KALIMANTAN SELATAN","HULU SUNGAI UTARA","HULU SUNGAI UTARA",{"$error":"#N/A"},null,"Kab. Barito Selatan","Barito Selatan",2023,"Kalimantan Tengah","Kab. Barito Selatan",24439.67,1347.55,5.51,4307,17.62,5654.55,23.14,1216.74,null,4.9800000000000004,"P 2"]
["KALIMANTAN SELATAN","KOTA BANJAR BARU","KOTA BANJAR BARU",{"$error":"#N/A"},null,"Kab. Barito Utara","Barito Utara",2023,"Kalimantan Tengah","Kab. Barito Utara",23833.48,1411.46,5.92,12088.8,50.72,13500.26,56.64,1411.46,43.8,6.11,"P 2"]
["KALIMANTAN SELATAN","KOTA BANJARMASIN","Kota Banjarmasin",170275.42,null,"Kab. Katingan","Katingan",2023,"Kalimantan Tengah","Kab. Katingan",23942.39,8.2200000000000006,0.03,4411.1499999999996,18.420000000000002,4419.37,18.46,0,null,0,"P 2"]
["KALIMANTAN SELATAN","KOTABARU","Kab. Kotabaru",67082.22,null,"Kab. Seruyan","Seruyan",2023,"Kalimantan Tengah","Kab. Seruyan",30308.14,21.9,7.0000000000000007E-2,4823.4799999999996,15.91,4845.38,15.99,3.65,5.48,0.03,"P 2"]
["KALIMANTAN SELATAN","TABALONG","Kab. Tabalong",42926.74,null,"Kab. Sukamara","Sukamara",2023,"Kalimantan Tengah","Kab. Sukamara",9203.69,1913.56,20.79,3470.42,37.71,5383.98,58.5,1771.21,null,19.239999999999998,"P 2"]
["KALIMANTAN SELATAN","TANAH BUMBU","Kab. Tanah Bumbu",62732.73,null,"Kab. Gunung Mas","Gunung Mas",2023,"Kalimantan Tengah","Kab. Gunung Mas",35908.879999999997,null,null,4818,13.42,4818,13.42,null,null,0,"P 2"]
["KALIMANTAN SELATAN","TANAH LAUT","Kab. Tanah Laut",52712.42,null,"Kab. Pulang Pisau","Pulang Pisau",2023,"Kalimantan Tengah","Kab. Pulang Pisau",24860.33,1314.1,5.29,1546.87,6.22,2860.97,11.51,1314,null,5.29,"P 2"]
["KALIMANTAN SELATAN","TAPIN","Kab. Tapin",30566.12,null,"Kab. Murung Raya","Murung Raya",2023,"Kalimantan Tengah","Kab. Murung Raya",20835.48,1165.69,5.59,4599,22.07,5764.69,27.67,841.69,null,4.04,"P 2"]
["total","total","total",{"$error":"#N/A"},null,"Kab. Barito Timur","Barito Timur",2023,"Kalimantan Tengah","Kab. Barito Timur",16849.28,316.41000000000003,1.88,4552.83,27.02,4869.24,28.9,316.41000000000003,null,1.88,"P 2"]
["Kalimantan Tengah","Barito Selatan","Kab. Barito Selatan",24439.67,null,"Kota Palangkaraya","Palangkaraya",2023,"Kalimantan Tengah","Kota Palangkaraya",56945.11,15470.12,27.17,40725.79,71.52,56195.91,98.68,13190.5,477.24,24,"P 2"]
["Kalimantan Tengah","Barito Timur","Kab. Barito Timur",16849.28,null,{"$error":"#N/A"},"","SIPSN - Sistem Informasi Pengelolaan Sampah Nasional"]
["Kalimantan Tengah","Barito Utara","Kab. Barito Utara",23833.48,null,{"$error":"#N/A"},"Kabupaten/Kota","Tahun","Provinsi","Kabupaten/Kota","Timbulan Sampah Tahunan (ton/tahun)(A)","Pengurangan Sampah Tahunan (ton/tahun)(B)","%Pengurangan Sampah(B/A)","Penanganan Sampah Tahunan (ton/tahun)(C)","%Penanganan Sampah(C/A)","Sampah Terkelola Tahunan (ton/tahun)(B+C)","%Sampah Terkelola(B+C)/A","Daur ulang Sampah Tahunan (ton/tahun)(D)","Bahan baku Sampah Tahunan (ton/tahun)(E)","Recycling Rate(D+E)/A","P1/P2"]
["Kalimantan Tengah","Gunung Mas","Kab. Gunung Mas",35908.879999999997,null,"Kab. Paser","Paser",2023,"Kalimantan Timur","Kab. Paser",44299.9,4454.4799999999996,10.06,27440.35,61.94,31894.83,72,2645.53,100.01,6.2,"P 2"]
["Kalimantan Tengah","Kapuas","Kab. Kapuas",78008.17,null,"Kab. Kutai Kartanegara","Kutai Kartanegara",2023,"Kalimantan Timur","Kab. Kutai Kartanegara",117121.18,17462.77,14.91,78939.61,67.400000000000006,96402.37,82.31,17167.099999999999,91.76,14.74,"P 2"]
["Kalimantan Tengah","Katingan","Kab. Katingan",23942.39,null,"Kab. Berau","Berau",2023,"Kalimantan Timur","Kab. Berau",51282.14,9605.89,18.73,31118.31,60.68,40724.199999999997,79.41,8999.74,60.16,17.670000000000002,"P 2"]
["Kalimantan Tengah","Kotawaringin Barat","Kab. Kotawaringin Barat",50175.64,null,"Kab. Kutai Barat","Kutai Barat",2023,"Kalimantan Timur","Kab. Kutai Barat",25843.02,0,0,10776.99,41.7,10776.99,41.7,0,null,0,"P 2"]
["Kalimantan Tengah","Kotawaringin Timur","Kab. Kotawaringin Timur",86858.62,null,"Kab. Kutai Timur","Kutai Timur",2023,"Kalimantan Timur","Kab. Kutai Timur",77706.13,407.45,0.52,41720.61,53.69,42128.06,54.21,0.75,2574.36,3.31,"P 2"]
["Kalimantan Tengah","Lamandau","Lamandau",{"$error":"#N/A"},null,"Kab. Penajam Paser Utara",{"$f":"SUBSTITUTE(SUBSTITUTE(J218,\"Kab. \",\"\"),\"Kota \",\"\")","v":"Penajam Paser Utara"},2023,"Kalimantan Timur","Kab. Penajam Paser Utara",35873.300000000003,7252.76,20.22,13418.13,37.4,20670.89,57.62,1300.76,183.23,4.1399999999999997,"P 2"]
["Kalimantan Tengah","Murung Raya","Kab. Murung Raya",20835.48,null,"Kab. Mahakam Ulu","Mahakam Ulu",2023,"Kalimantan Timur","Kab. Mahakam Ulu",6538.11,0.15,0,2555,39.08,2555.15,39.08,0.15,null,0,"P 2"]
["Kalimantan Tengah","Kota Palangkaraya","Kota Palangkaraya",56945.11,null,"Kota Balikpapan","Balikpapan",2023,"Kalimantan Timur","Kota Balikpapan",193038.43,52142.720000000001,27.01,139878.65,72.459999999999994,192021.37,99.47,38514.69,616.54999999999995,20.27,"P 2"]
["Kalimantan Tengah","Pulang Pisau","Kab. Pulang Pisau",24860.33,null,"Kota Samarinda","Samarinda",2023,"Kalimantan Timur","Kota Samarinda",218799.98,43203.88,19.75,174555.35,79.78,217759.23,99.52,39725.089999999997,895.65,18.57,"P 2"]
["Kalimantan Tengah","Seruyan","Kab. Seruyan",30308.14,null,"Kota Bontang","Bontang",2023,"Kalimantan Timur","Kota Bontang",38829.46,11690.7,30.11,27016.15,69.58,38706.85,99.68,11186.26,236.1,29.42,"P 2"]
["Kalimantan Tengah","Sukamara","Kab. Sukamara",9203.69,null,{"$error":"#N/A"},"","SIPSN - Sistem Informasi Pengelolaan Sampah Nasional"]
["total","total","total",{"$error":"#N/A"},null,{"$error":"#N/A"},"Kabupaten/Kota","Tahun","Provinsi","Kabupaten/Kota","Timbulan Sampah Tahunan (ton/tahun)(A)","Pengurangan Sampah Tahunan (ton/tahun)(B)","%Pengurangan Sampah(B/A)","Penanganan Sampah Tahunan (ton/tahun)(C)","%Penanganan Sampah(C/A)","Sampah Terkelola Tahunan (ton/tahun)(B+C)","%Sampah Terkelola(B+C)/A","Daur ulang Sampah Tahunan (ton/tahun)(D)","Bahan baku Sampah Tahunan (ton/tahun)(E)","Recycling Rate(D+E)/A","P1/P2"]
["Kalimantan Timur","Balikpapan","Kota Balikpapan",193038.43,null,"Kab. Bulungan","Bulungan",2023,"Kalimantan Utara","Kab. Bulungan",42611.01,85.26,0.2,25550,59.96,25635.26,60.16,17,null,0.04,"P 2"]
["Kalimantan Timur","Berau","Kab. Berau",51282.14,null,"Kab. Nunukan","Nunukan",2023,"Kalimantan Utara","Kab. Nunukan",15966.43,4308.4399999999996,26.98,8126.18,50.9,12434.62,77.88,4252.68,11.15,26.7,"P 2"]
["Kalimantan Timur","Bontang","Kota Bontang",38829.46,null,"Kab. Tana Tidung","Tana Tidung",2023,"Kalimantan Utara","Kab. Tana Tidung",5234.83,39.5,0.75,4818,92.04,4857.5,92.79,39.5,null,0.75,"P 2"]
["Kalimantan Timur","Kutai Barat","Kab. Kutai Barat",25843.02,null,{"$error":"#N/A"},"","SIPSN - Sistem Informasi Pengelolaan Sampah Nasional"]
["Kalimantan Timur","Kutai Kartanegara","Kab. Kutai Kartanegara",117121.18,null,{"$error":"#N/A"},"Kabupaten/Kota","Tahun","Provinsi","Kabupaten/Kota","Timbulan Sampah Tahunan (ton/tahun)(A)","Pengurangan Sampah Tahunan (ton/tahun)(B)","%Pengurangan Sampah(B/A)","Penanganan Sampah Tahunan (ton/tahun)(C)","%Penanganan Sampah(C/A)","Sampah Terkelola Tahunan (ton/tahun)(B+C)","%Sampah Terkelola(B+C)/A","Daur ulang Sampah Tahunan (ton/tahun)(D)","Bahan baku Sampah Tahunan (ton/tahun)(E)","Recycling Rate(D+E)/A","P1/P2"]
["Kalimantan Timur","Kutai Timur","Kab. Kutai Timur",77706.13,null,"Kab. Bangka","Bangka",2023,"Kepulauan Bangka Belitung","Kab. Bangka",49790.53,2975.23,5.98,25752.240000000002,51.72,28727.46,57.7,2206.4499999999998,132.88999999999999,4.7,"P 2"]
["Kalimantan Timur","Mahakam Ulu","Kab. Mahakam Ulu",6538.11,null,"Kab. Belitung","Belitung",2023,"Kepulauan Bangka Belitung","Kab. Belitung",27405.95,4073.77,14.86,15905.92,58.04,19979.7,72.900000000000006,4068.47,25.92,14.94,"P 2"]
["Kalimantan Timur","Paser","Kab. Paser",44299.9,null,"Kab. Bangka Selatan","Bangka Selatan",2023,"Kepulauan Bangka Belitung","Kab. Bangka Selatan",30710.22,5728.49,18.649999999999999,15461.4,50.35,21189.89,69,5084.3999999999996,861.4,19.36,"P 2"]
["Kalimantan Timur","Penajam Paser Utara","Kab. Penajam Paser Utara",35873.300000000003,null,"Kab. Bangka Tengah","Bangka Tengah",2023,"Kepulauan Bangka Belitung","Kab. Bangka Tengah",30604.52,5895.74,19.260000000000002,17155.349999999999,56.05,23051.09,75.319999999999993,5569.16,null,18.2,"P 2"]
["Kalimantan Timur","Samarinda","Kota Samarinda",218799.98,null,"Kab. Bangka Barat","Bangka Barat",2023,"Kepulauan Bangka Belitung","Kab. Bangka Barat",30629.49,593.44000000000005,1.94,1218.54,3.98,1811.98,5.92,135.41999999999999,null,0.44,"P 2"]
["total","total","total",{"$error":"#N/A"},null,"Kab. Belitung Timur","Belitung Timur",2023,"Kepulauan Bangka Belitung","Kab. Belitung Timur",19169.36,2013.92,10.51,12182.31,63.55,14196.23,74.06,2013.92,null,10.51,"P 2"]
["total","total","total",{"$error":"#N/A"},null,{"$error":"#N/A"},"","SIPSN - Sistem Informasi Pengelolaan Sampah Nasional"]
["kalimantan utara","Bulungan","Kab. Bulungan",42611.01,null,{"$error":"#N/A"},"Kabupaten/Kota","Tahun","Provinsi","Kabupaten/Kota","Timbulan Sampah Tahunan (ton/tahun)(A)","Pengurangan Sampah Tahunan (ton/tahun)(B)","%Pengurangan Sampah(B/A)","Penanganan Sampah Tahunan (ton/tahun)(C)","%Penanganan Sampah(C/A)","Sampah Terkelola Tahunan (ton/tahun)(B+C)","%Sampah Terkelola(B+C)/A","Daur ulang Sampah Tahunan (ton/tahun)(D)","Bahan baku Sampah Tahunan (ton/tahun)(E)","Recycling Rate(D+E)/A","P1/P2"]
["kalimantan utara","Malinau","Malinau",{"$error":"#N/A"},null,"Kab. Bintan","Bintan",2023,"Kepulauan Riau","Kab. Bintan",20409.89,1981.66,9.7100000000000009,14592.7,71.5,16574.36,81.209999999999994,1773.4,null,8.69,"P 2"]
["kalimantan utara","Nunukan","Kab. Nunukan",15966.43,null,"Kab. Karimun","Karimun",2023,"Kepulauan Riau","Kab. Karimun",66583.3,11184.16,16.8,31025,46.6,42209.16,63.39,10204.83,null,15.33,"P 2"]
["kalimantan utara","Tana Tidung","Kab. Tana Tidung",5234.83,null,"Kab. Natuna","Natuna",2023,"Kepulauan Riau","Kab. Natuna",12725.8,1790.4,14.07,5135.55,40.36,6925.95,54.42,1790.4,null,14.07,"P 2"]
["kalimantan utara","Tarakan","Tarakan",{"$error":"#N/A"},null,"Kab. Kepulauan Anambas","Kepulauan Anambas",2023,"Kepulauan Riau","Kab. Kepulauan Anambas",4876.8,255.9,5.25,178.2,3.65,434.1,8.9,86.02,null,1.76,"P 2"]
["Kepulauan Bangka Belitung","Bangka","Kab. Bangka",49790.53,null,"Kota Batam","Batam",2023,"Kepulauan Riau","Kota Batam",423054.13,69914.210000000006,16.53,327916,77.510000000000005,397830.21,94.04,21571.62,36.5,5.1100000000000003,"P 2"]
["Kepulauan Bangka Belitung","Bangka Barat","Kab. Bangka Barat",30629.49,null,"Kota Tanjung Pinang","Tanjung Pinang",2023,"Kepulauan Riau","Kota Tanjung Pinang",55715.79,13100.59,23.51,35585.68,63.87,48686.27,87.38,13100.59,3025.85,28.94,"P 2"]
["Kepulauan Bangka Belitung","Bangka Selatan","Kab. Bangka Selatan",30710.22,null,{"$error":"#N/A"},"","SIPSN - Sistem Informasi Pengelolaan Sampah Nasional"]
["Kepulauan Bangka Belitung","Bangka Tengah","Kab. Bangka Tengah",30604.52,null,{"$error":"#N/A"},"Kabupaten/Kota","Tahun","Provinsi","Kabupaten/Kota","Timbulan Sampah Tahunan (ton/tahun)(A)","Pengurangan Sampah Tahunan (ton/tahun)(B)","%Pengurangan Sampah(B/A)","Penanganan Sampah Tahunan (ton/tahun)(C)","%Penanganan Sampah(C/A)","Sampah Terkelola Tahunan (ton/tahun)(B+C)","%Sampah Terkelola(B+C)/A","Daur ulang Sampah Tahunan (ton/tahun)(D)","Bahan baku Sampah Tahunan (ton/tahun)(E)","Recycling Rate(D+E)/A","P1/P2"]
["Kepulauan Bangka Belitung","Belitung","Kab. Belitung",27405.95,null,"Kab. Lampung Tengah","Lampung Tengah",2023,"Lampung","Kab. Lampung Tengah",251850.93,25387.42,10.08,52719.51,20.93,78106.929999999993,31.01,null,27169.51,10.79,"P 2"]
["Kepulauan Bangka Belitung","Belitung Timur","Kab. Belitung Timur",19169.36,null,"Kab. Tulang Bawang","Tulang Bawang",2023,"Lampung","Kab. Tulang Bawang",63300.93,0.15,0,4336.2,6.85,4336.3500000000004,6.85,0.15,null,0,"P 2"]
["Kepulauan Bangka Belitung","Pangkalpinang","Pangkalpinang",{"$error":"#N/A"},null,"Kab. Tanggamus","Tanggamus",2023,"Lampung","Kab. Tanggamus",134920.35,5990.16,4.4400000000000004,10565.44,7.83,16555.599999999999,12.27,5643.56,null,4.18,"P 2"]
["total","total","total",{"$error":"#N/A"},null,"Kab. Lampung Timur","Lampung Timur",2023,"Lampung","Kab. Lampung Timur",207581.71,0,0,1091.3499999999999,0.53,1091.3499999999999,0.53,null,null,0,"P 2"]
["Kepulauan Riau","Batam","Kota Batam",423054.13,null,"Kab. Way Kanan","Way Kanan",2023,"Lampung","Kab. Way Kanan",70647.06,2294.6999999999998,3.25,6717.15,9.51,9011.86,12.76,1194.67,51,1.76,"P 2"]
["Kepulauan Riau","Bintan","Kab. Bintan",20409.89,null,"Kab. Pesawaran","Pesawaran",2023,"Lampung","Kab. Pesawaran",70907.97,879.83,1.24,19710,27.8,20589.830000000002,29.04,767.25,null,1.08,"P 2"]
["Kepulauan Riau","Karimun","Kab. Karimun",66583.3,null,"Kab. Pringsewu","Pringsewu",2023,"Lampung","Kab. Pringsewu",59628.59,6961.26,11.67,16094.45,26.99,23055.71,38.67,6936.51,399.45,12.3,"P 2"]
["Kepulauan Riau","Kepulauan Anambas","Kab. Kepulauan Anambas",4876.8,null,"Kab. Tulang Bawang Barat","Tulang Bawang Barat",2023,"Lampung","Kab. Tulang Bawang Barat",42284.52,8107.26,19.170000000000002,13140,31.08,21247.26,50.25,1416.45,null,3.35,"P 2"]
["Kepulauan Riau","Lingga","Lingga",{"$error":"#N/A"},null,"Kab. Pesisir Barat","Pesisir Barat",2023,"Lampung","Kab. Pesisir Barat",24063.14,null,null,1846.66,7.67,1846.66,7.67,null,21.66,0.09,"P 2"]
["Kepulauan Riau","Natuna","Kab. Natuna",12725.8,null,"Kota Bandar Lampung","Bandar Lampung",2023,"Lampung","Kota Bandar Lampung",287058.27,13534.91,4.72,266450,92.82,279984.90999999997,97.54,10348.6,null,3.61,"P 2"]
["Kepulauan Riau","Kota Tanjung Pinang","Kota Tanjung Pinang",55715.79,null,"Kota Metro","Metro",2023,"Lampung","Kota Metro",38568.31,6802.42,17.64,28071.31,72.78,34873.730000000003,90.42,6387.17,696.31,18.37,"P 2"]
["total","total","total",{"$error":"#N/A"},null,{"$error":"#N/A"},"","SIPSN - Sistem Informasi Pengelolaan Sampah Nasional"]
["kota benkulu","Bengkulu Selatan","Bengkulu Selatan",{"$error":"#N/A"},null,{"$error":"#N/A"},"Kabupaten/Kota","Tahun","Provinsi","Kabupaten/Kota","Timbulan Sampah Tahunan (ton/tahun)(A)","Pengurangan Sampah Tahunan (ton/tahun)(B)","%Pengurangan Sampah(B/A)","Penanganan Sampah Tahunan (ton/tahun)(C)","%Penanganan Sampah(C/A)","Sampah Terkelola Tahunan (ton/tahun)(B+C)","%Sampah Terkelola(B+C)/A","Daur ulang Sampah Tahunan (ton/tahun)(D)","Bahan baku Sampah Tahunan (ton/tahun)(E)","Recycling Rate(D+E)/A","P1/P2"]
["kota benkulu","Bengkulu Tengah",{"$f":"IFERROR(IFERROR(INDEX($J$3:$J$442,MATCH(B259,$G$3:$G$442,0)),INDEX($J$3:$J$442,MATCH(B259,$J$3:$J$442,0))),B259)","v":"Kab. Bengkulu Tengah"},21866.06,null,"Kab. Halmahera Tengah","Halmahera Tengah",2023,"Maluku Utara","Kab. Halmahera Tengah",17698.3,0,0,7732.89,43.69,7732.89,43.69,null,null,0,"P 2"]
["kota benkulu","Bengkulu Utara","Kab. Bengkulu Utara",{"$f":"VLOOKUP(C260,$J$3:$K$442,2,FALSE)","v":66108.44},null,{"$f":"VLOOKUP(J260,$C$3:$C$547,1,FALSE)","v":"Kab. Halmahera Selatan"},"Halmahera Selatan",2023,"Maluku Utara","Kab. Halmahera Selatan",37286.06,null,null,20853.900000000001,55.93,20853.900000000001,55.93,null,4,0.01,"P 2"]
["kota benkulu","Kaur","Kaur",{"$error":"#N/A"},null,"Kab. Kepulauan Sula","Kepulauan Sula",2023,"Maluku Utara","Kab. Kepulauan Sula",18321.36,0,0,8672.4,47.33,8672.4,47.33,null,null,0,"P 2"]
["kota benkulu","Kepahiang","Kepahiang",{"$error":"#N/A"},null,"Kab. Halmahera Timur","Halmahera Timur",2023,"Maluku Utara","Kab. Halmahera Timur",19652.419999999998,3.65,0.02,16926.84,86.13,16930.490000000002,86.15,3.65,null,0.02,"P 2"]
["kota benkulu","Kota Bengkulu","Kota Bengkulu",99645.77,null,"Kab. Pulau Morotai","Pulau Morotai",2023,"Maluku Utara","Kab. Pulau Morotai",11951.56,0,0,3819.47,31.96,3819.47,31.96,null,null,0,"P 2"]
["kota benkulu","Lebong","Kab. Lebong",30516.44,null,"Kab. Pulau Taliabu","Pulau Taliabu",2023,"Maluku Utara","Kab. Pulau Taliabu",11900.46,null,null,843.15,7.09,843.15,7.09,null,null,0,"P 2"]
["kota benkulu","Mukomuko","Mukomuko",{"$error":"#N/A"},null,"Kota Tidore Kepulauan","Tidore Kepulauan",2023,"Maluku Utara","Kota Tidore Kepulauan",17317.5,1726.45,9.9700000000000006,11088.7,64.03,12815.15,74,1726.45,0,9.9700000000000006,"P 2"]
["kota benkulu","Rejang Lebong","Kab. Rejang Lebong",72465.679999999993,null,{"$error":"#N/A"},"","SIPSN - Sistem Informasi Pengelolaan Sampah Nasional"]
["kota benkulu","Seluma","Kab. Seluma",39013.94,null,{"$error":"#N/A"},"Kabupaten/Kota","Tahun","Provinsi","Kabupaten/Kota","Timbulan Sampah Tahunan (ton/tahun)(A)","Pengurangan Sampah Tahunan (ton/tahun)(B)","%Pengurangan Sampah(B/A)","Penanganan Sampah Tahunan (ton/tahun)(C)","%Penanganan Sampah(C/A)","Sampah Terkelola Tahunan (ton/tahun)(B+C)","%Sampah Terkelola(B+C)/A","Daur ulang Sampah Tahunan (ton/tahun)(D)","Bahan baku Sampah Tahunan (ton/tahun)(E)","Recycling Rate(D+E)/A","P1/P2"]
["total","total","total",{"$error":"#N/A"},null,"Kab. Maluku Tenggara","Maluku Tenggara",2023,"Maluku","Kab. Maluku Tenggara",18245.330000000002,0,0,2409,13.2,2409,13.2,null,null,0,"P 2"]
["Lampung","Bandar Lampung","Kota Bandar Lampung",287058.27,null,{"$error":"#N/A"},"Kepulauan Tanimbar",2023,"Maluku","Kab. Kepulauan Tanimbar",19179.73,0,0,14600,76.12,14600,76.12,null,null,0,"P 2"]
["Lampung","Lampung Barat","Lampung Barat",{"$error":"#N/A"},null,"Kab. Buru","Buru",2023,"Maluku","Kab. Buru",20146.54,null,null,3854.4,19.13,3854.4,19.13,null,null,0,"P 2"]
["Lampung","Lampung Selatan","Lampung Selatan",{"$error":"#N/A"},null,"Kab. Seram Bagian Barat","Seram Bagian Barat",2023,"Maluku","Kab. Seram Bagian Barat",31386.93,0,0,2715.6,8.65,2715.6,8.65,null,null,0,"P 2"]
["Lampung","Lampung Tengah","Kab. Lampung Tengah",251850.93,null,"Kab. Kepulauan Aru","Kepulauan Aru",2023,"Maluku","Kab. Kepulauan Aru",15889.76,null,null,2774,17.46,2774,17.46,null,null,0,"P 2"]
["Lampung","Lampung Timur","Kab. Lampung Timur",207581.71,null,"Kota Ambon","Ambon",2023,"Maluku","Kota Ambon",90061.2,639.96,0.71,67707.5,75.180000000000007,68347.460000000006,75.89,580.22,null,0.64,"P 2"]
["Lampung","Lampung Utara","Lampung Utara",{"$error":"#N/A"},null,"Kota Tual","Tual",2023,"Maluku","Kota Tual",21857.51,278.24,1.27,14235,65.13,14513.24,66.400000000000006,0,null,0,"P 2"]
["Lampung","Mesuji","Mesuji",{"$error":"#N/A"},null,{"$error":"#N/A"},"","SIPSN - Sistem Informasi Pengelolaan Sampah Nasional"]
["Lampung","Metro","Kota Metro",38568.31,null,{"$error":"#N/A"},"Kabupaten/Kota","Tahun","Provinsi","Kabupaten/Kota","Timbulan Sampah Tahunan (ton/tahun)(A)","Pengurangan Sampah Tahunan (ton/tahun)(B)","%Pengurangan Sampah(B/A)","Penanganan Sampah Tahunan (ton/tahun)(C)","%Penanganan Sampah(C/A)","Sampah Terkelola Tahunan (ton/tahun)(B+C)","%Sampah Terkelola(B+C)/A","Daur ulang Sampah Tahunan (ton/tahun)(D)","Bahan baku Sampah Tahunan (ton/tahun)(E)","Recycling Rate(D+E)/A","P1/P2"]
["Lampung","Pesawaran","Kab. Pesawaran",70907.97,null,"Kab. Sumbawa","Sumbawa",2023,"Nusa Tenggara Barat","Kab. Sumbawa",95239.63,3705.15,3.89,46019.199999999997,48.32,49724.35,52.21,3705.15,null,3.89,"P 2"]
["Lampung","Pesisir Barat","Kab. Pesisir Barat",24063.14,null,"Kota Mataram","Mataram",2023,"Nusa Tenggara Barat","Kota Mataram",99165.83,22607.759999999998,22.8,75338.850000000006,75.97,97946.61,98.77,22123.93,187.9,22.5,"P 2"]
["Lampung","Pringsewu","Kab. Pringsewu",59628.59,null,{"$error":"#N/A"},"","SIPSN - Sistem Informasi Pengelolaan Sampah Nasional"]
["Lampung","Tanggamus","Kab. Tanggamus",134920.35,null,{"$error":"#N/A"},"Kabupaten/Kota","Tahun","Provinsi","Kabupaten/Kota","Timbulan Sampah Tahunan (ton/tahun)(A)","Pengurangan Sampah Tahunan (ton/tahun)(B)","%Pengurangan Sampah(B/A)","Penanganan Sampah Tahunan (ton/tahun)(C)","%Penanganan Sampah(C/A)","Sampah Terkelola Tahunan (ton/tahun)(B+C)","%Sampah Terkelola(B+C)/A","Daur ulang Sampah Tahunan (ton/tahun)(D)","Bahan baku Sampah Tahunan (ton/tahun)(E)","Recycling Rate(D+E)/A","P1/P2"]
["Lampung","Tulang Bawang","Kab. Tulang Bawang",63300.93,null,"Kab. Kupang","Kupang",2023,"Nusa Tenggara Timur","Kab. Kupang",56533.68,88.06,0.16,7.23,0.01,95.28,0.17,0,null,0,"P 2"]
["Lampung","Tulang Bawang Barat","Kab. Tulang Bawang Barat",42284.52,null,"Kab. Timor Tengah Utara",{"$f":"SUBSTITUTE(SUBSTITUTE(J282,\"Kab. \",\"\"),\"Kota \",\"\")","v":"Timor Tengah Utara"},2023,"Nusa Tenggara Timur","Kab. Timor Tengah Utara",39137.78,0,0,1927.2,4.92,1927.2,4.92,null,null,0,"P 2"]
["Lampung","Way Kanan","Kab. Way Kanan",70647.06,null,"Kab. Belu","Belu",2023,"Nusa Tenggara Timur","Kab. Belu",42158.96,null,null,14454,34.28,14454,34.28,null,null,0,"P 2"]
["total","total","total",{"$error":"#N/A"},null,"Kab. Flores Timur","Flores Timur",2023,"Nusa Tenggara Timur","Kab. Flores Timur",73936.59,0,0,8672.4,11.73,8672.4,11.73,null,null,0,"P 2"]
["maluku","Ambon","Kota Ambon",90061.2,null,"Kab. Sikka","Sikka",2023,"Nusa Tenggara Timur","Kab. Sikka",48962.559999999998,0,0,14855.5,30.34,14855.5,30.34,null,null,0,"P 2"]
["maluku","Buru","Kab. Buru",20146.54,null,"Kab. Ngada","Ngada",2023,"Nusa Tenggara Timur","Kab. Ngada",42769.68,60.64,0.14000000000000001,7847.5,18.350000000000001,7908.14,18.489999999999998,null,null,0,"P 2"]
["maluku","Buru Selatan","Buru Selatan",{"$error":"#N/A"},null,"Kab. Lembata","Lembata",2023,"Nusa Tenggara Timur","Kab. Lembata",32254.82,null,null,422.78,1.31,422.78,1.31,null,null,0,"P 2"]
["maluku","Kepulauan Aru","Kab. Kepulauan Aru",15889.76,null,"Kab. Rote Ndao","Rote Ndao",2023,"Nusa Tenggara Timur","Kab. Rote Ndao",48819.44,null,null,3931.05,8.0500000000000007,3931.05,8.0500000000000007,null,null,0,"P 2"]
["maluku","Maluku Barat Daya","Maluku Barat Daya",{"$error":"#N/A"},null,"Kab. Nagekeo","Nagekeo",2023,"Nusa Tenggara Timur","Kab. Nagekeo",24377.33,536.15,2.2000000000000002,3373.59,13.84,3909.73,16.04,535.33000000000004,0.99,2.2000000000000002,"P 2"]
["maluku","Maluku Tengah","Maluku Tengah",{"$error":"#N/A"},null,"Kab. Sumba Tengah","Sumba Tengah",2023,"Nusa Tenggara Timur","Kab. Sumba Tengah",9907.7800000000007,18.100000000000001,0.18,3613.5,36.47,3631.6,36.65,17.89,null,0.18,"P 2"]
["maluku","Maluku Tenggara","Kab. Maluku Tenggara",18245.330000000002,null,"Kab. Malaka","Malaka",2023,"Nusa Tenggara Timur","Kab. Malaka",28769.88,0,0,null,null,0,0,null,null,0,"P 2"]
["maluku","Maluku Tenggara Barat","Maluku Tenggara Barat",{"$error":"#N/A"},null,"Kota Kupang","Kupang",2023,"Nusa Tenggara Timur","Kota Kupang",85576.62,6421.9,7.5,60776,71.02,67197.899999999994,78.52,5035.22,null,5.88,"P 2"]
["maluku","Seram Bagian Barat","Kab. Seram Bagian Barat",31386.93,null,{"$error":"#N/A"},"","SIPSN - Sistem Informasi Pengelolaan Sampah Nasional"]
["maluku","Seram Bagian Timur","Seram Bagian Timur",{"$error":"#N/A"},null,{"$error":"#N/A"},"Kabupaten/Kota","Tahun","Provinsi","Kabupaten/Kota","Timbulan Sampah Tahunan (ton/tahun)(A)","Pengurangan Sampah Tahunan (ton/tahun)(B)","%Pengurangan Sampah(B/A)","Penanganan Sampah Tahunan (ton/tahun)(C)","%Penanganan Sampah(C/A)","Sampah Terkelola Tahunan (ton/tahun)(B+C)","%Sampah Terkelola(B+C)/A","Daur ulang Sampah Tahunan (ton/tahun)(D)","Bahan baku Sampah Tahunan (ton/tahun)(E)","Recycling Rate(D+E)/A","P1/P2"]
["maluku","Tual","Kota Tual",21857.51,null,"Kab. Sorong","Sorong",2023,"Papua Barat Daya","Kab. Sorong",18388.55,2185.7800000000002,11.89,5672.1,30.85,7857.88,42.73,1365.27,null,7.42,"P 2"]
["total","total","total",{"$error":"#N/A"},null,"Kab. Raja Ampat","Raja Ampat",2023,"Papua Barat Daya","Kab. Raja Ampat",9893.4,32.159999999999997,0.33,2409,24.35,2441.16,24.67,25.66,null,0.26,"P 2"]
["Maluku Utara","Halmahera Barat","Halmahera Barat",{"$error":"#N/A"},null,"Kota Sorong","Sorong",2023,"Papua Barat Daya","Kota Sorong",53833.49,0,0,7227,13.42,7227,13.42,null,null,0,"P 2"]
["Maluku Utara","Halmahera Selatan","Kab. Halmahera Selatan",37286.06,null,{"$error":"#N/A"},"","SIPSN - Sistem Informasi Pengelolaan Sampah Nasional"]
["Maluku Utara","Halmahera Tengah","Kab. Halmahera Tengah",17698.3,null,{"$error":"#N/A"},"Kabupaten/Kota","Tahun","Provinsi","Kabupaten/Kota","Timbulan Sampah Tahunan (ton/tahun)(A)","Pengurangan Sampah Tahunan (ton/tahun)(B)","%Pengurangan Sampah(B/A)","Penanganan Sampah Tahunan (ton/tahun)(C)","%Penanganan Sampah(C/A)","Sampah Terkelola Tahunan (ton/tahun)(B+C)","%Sampah Terkelola(B+C)/A","Daur ulang Sampah Tahunan (ton/tahun)(D)","Bahan baku Sampah Tahunan (ton/tahun)(E)","Recycling Rate(D+E)/A","P1/P2"]
["Maluku Utara","Halmahera Timur","Kab. Halmahera Timur",19652.419999999998,null,"Kab. Manokwari","Manokwari",2023,"Papua Barat","Kab. Manokwari",65849.34,365,0.55000000000000004,45179.7,68.61,45544.7,69.17,365,null,0.55000000000000004,"P 2"]
["Maluku Utara","Halmahera Utara","Halmahera Utara",{"$error":"#N/A"},null,{"$error":"#N/A"},"Fak Fak",2023,"Papua Barat","Kab. Fak Fak",12976.48,67.599999999999994,0.52,5781.6,44.55,5849.2,45.08,67.599999999999994,null,0.52,"P 2"]
["Maluku Utara","Kepulauan Sula","Kab. Kepulauan Sula",18321.36,null,"Kab. Kaimana","Kaimana",2023,"Papua Barat","Kab. Kaimana",9382.69,263.63,2.81,4456.6499999999996,47.5,4720.28,50.31,253.68,null,2.7,"P 2"]
["Maluku Utara","Pulau Morotai","Kab. Pulau Morotai",11951.56,null,{"$error":"#N/A"},"","SIPSN - Sistem Informasi Pengelolaan Sampah Nasional"]
["Maluku Utara","Pulau Taliabu","Kab. Pulau Taliabu",11900.46,null,{"$error":"#N/A"},"Kabupaten/Kota","Tahun","Provinsi","Kabupaten/Kota","Timbulan Sampah Tahunan (ton/tahun)(A)","Pengurangan Sampah Tahunan (ton/tahun)(B)","%Pengurangan Sampah(B/A)","Penanganan Sampah Tahunan (ton/tahun)(C)","%Penanganan Sampah(C/A)","Sampah Terkelola Tahunan (ton/tahun)(B+C)","%Sampah Terkelola(B+C)/A","Daur ulang Sampah Tahunan (ton/tahun)(D)","Bahan baku Sampah Tahunan (ton/tahun)(E)","Recycling Rate(D+E)/A","P1/P2"]
["Maluku Utara","Ternate","Ternate",{"$error":"#N/A"},null,"Kab. Jayawijaya","Jayawijaya",2023,"Papua Pegunungan","Kab. Jayawijaya",41244.559999999998,58.04,0.14000000000000001,10840.5,26.28,10898.54,26.42,58.04,null,0.14000000000000001,"P 2"]
["Maluku Utara","Tidore Kepulauan","Kota Tidore Kepulauan",17317.5,null,{"$error":"#N/A"},"","SIPSN - Sistem Informasi Pengelolaan Sampah Nasional"]
["total","total","total",{"$error":"#N/A"},null,{"$error":"#N/A"},"Kabupaten/Kota","Tahun","Provinsi","Kabupaten/Kota","Timbulan Sampah Tahunan (ton/tahun)(A)","Pengurangan Sampah Tahunan (ton/tahun)(B)","%Pengurangan Sampah(B/A)","Penanganan Sampah Tahunan (ton/tahun)(C)","%Penanganan Sampah(C/A)","Sampah Terkelola Tahunan (ton/tahun)(B+C)","%Sampah Terkelola(B+C)/A","Daur ulang Sampah Tahunan (ton/tahun)(D)","Bahan baku Sampah Tahunan (ton/tahun)(E)","Recycling Rate(D+E)/A","P1/P2"]
["Nusa Tenggara Barat","Kab. Bima","Kab. Bima",{"$error":"#N/A"},null,"Kab. Boven Digoel","Boven Digoel",2023,"Papua Selatan","Kab. Boven Digoel",9518.18,121.62,1.28,2153.5,22.63,2275.12,23.9,121.62,null,1.28,"P 2"]
["Nusa Tenggara Barat","Kab. Dompu","Kab. Dompu",{"$error":"#N/A"},null,"Kab. Asmat","Asmat",2023,"Papua Selatan","Kab. Asmat",16965.2,165.3,0.97,3467.5,20.440000000000001,3632.8,21.41,153.30000000000001,null,0.9,"P 2"]
["Nusa Tenggara Barat","Kab. Lombok Barat","Kab. Lombok Barat",{"$error":"#N/A"},null,{"$error":"#N/A"},"","SIPSN - Sistem Informasi Pengelolaan Sampah Nasional"]
["Nusa Tenggara Barat","Kab. Lombok Tengah","Kab. Lombok Tengah",{"$error":"#N/A"},null,{"$error":"#N/A"},"Kabupaten/Kota","Tahun","Provinsi","Kabupaten/Kota","Timbulan Sampah Tahunan (ton/tahun)(A)","Pengurangan Sampah Tahunan (ton/tahun)(B)","%Pengurangan Sampah(B/A)","Penanganan Sampah Tahunan (ton/tahun)(C)","%Penanganan Sampah(C/A)","Sampah Terkelola Tahunan (ton/tahun)(B+C)","%Sampah Terkelola(B+C)/A","Daur ulang Sampah Tahunan (ton/tahun)(D)","Bahan baku Sampah Tahunan (ton/tahun)(E)","Recycling Rate(D+E)/A","P1/P2"]
["Nusa Tenggara Barat","Kab. Lombok Timur","Kab. Lombok Timur",{"$error":"#N/A"},null,"Kab. Mimika","Mimika",2023,"Papua Tengah","Kab. Mimika",57125.42,null,null,33364.65,58.41,33364.65,58.41,null,null,0,"P 2"]
["Nusa Tenggara Barat","Kab. Lombok Utara","Kab. Lombok Utara",{"$error":"#N/A"},null,{"$error":"#N/A"},"","SIPSN - Sistem Informasi Pengelolaan Sampah Nasional"]
["Nusa Tenggara Barat","Kab. Sumbawa","Kab. Sumbawa",95239.63,null,{"$error":"#N/A"},"Kabupaten/Kota","Tahun","Provinsi","Kabupaten/Kota","Timbulan Sampah Tahunan (ton/tahun)(A)","Pengurangan Sampah Tahunan (ton/tahun)(B)","%Pengurangan Sampah(B/A)","Penanganan Sampah Tahunan (ton/tahun)(C)","%Penanganan Sampah(C/A)","Sampah Terkelola Tahunan (ton/tahun)(B+C)","%Sampah Terkelola(B+C)/A","Daur ulang Sampah Tahunan (ton/tahun)(D)","Bahan baku Sampah Tahunan (ton/tahun)(E)","Recycling Rate(D+E)/A","P1/P2"]
["Nusa Tenggara Barat","Kab. Sumbawa Barat","Kab. Sumbawa Barat",{"$error":"#N/A"},null,"Kab. Kepulauan Yapen","Kepulauan Yapen",2023,"Papua","Kab. Kepulauan Yapen",16951.62,186.26,1.1000000000000001,13008.6,76.739999999999995,13194.86,77.84,182.5,null,1.08,"P 2"]
["Nusa Tenggara Barat","Kota Bima","Kota Bima",{"$error":"#N/A"},null,"Kab. Biak Numfor","Biak Numfor",2023,"Papua","Kab. Biak Numfor",21434.55,3983.99,18.59,16808.25,78.42,20792.240000000002,97,3594.46,18.25,16.850000000000001,"P 2"]
["Nusa Tenggara Barat","Kota Mataram","Kota Mataram",99165.83,null,"Kab. Sarmi","Sarmi",2023,"Papua","Kab. Sarmi",6146.6,0,0,2168.1,35.270000000000003,2168.1,35.270000000000003,null,null,0,"P 2"]
["total","total","total",{"$error":"#N/A"},null,"Kab. Keerom","Keerom",2023,"Papua","Kab. Keerom",9694.5499999999993,4.0199999999999996,0.04,2529.4499999999998,26.09,2533.4699999999998,26.13,1.83,null,0.02,"P 2"]
["Nusa Tenggara Timur","Alor","Alor",{"$error":"#N/A"},null,"Kota Jayapura","Jayapura",2023,"Papua","Kota Jayapura",88282.84,4478.54,5.07,69368.25,78.58,73846.8,83.65,3163.52,null,3.58,"P 2"]
["Nusa Tenggara Timur","Belu","Kab. Belu",42158.96,null,{"$error":"#N/A"},"","SIPSN - Sistem Informasi Pengelolaan Sampah Nasional"]
["Nusa Tenggara Timur","Ende","Ende",{"$error":"#N/A"},null,{"$error":"#N/A"},"Kabupaten/Kota","Tahun","Provinsi","Kabupaten/Kota","Timbulan Sampah Tahunan (ton/tahun)(A)","Pengurangan Sampah Tahunan (ton/tahun)(B)","%Pengurangan Sampah(B/A)","Penanganan Sampah Tahunan (ton/tahun)(C)","%Penanganan Sampah(C/A)","Sampah Terkelola Tahunan (ton/tahun)(B+C)","%Sampah Terkelola(B+C)/A","Daur ulang Sampah Tahunan (ton/tahun)(D)","Bahan baku Sampah Tahunan (ton/tahun)(E)","Recycling Rate(D+E)/A","P1/P2"]
["Nusa Tenggara Timur","Flores Timur","Kab. Flores Timur",73936.59,null,"Kab. Indragiri Hulu","Indragiri Hulu",2023,"Riau","Kab. Indragiri Hulu",67755.679999999993,1599.08,2.36,8030,11.85,9629.08,14.21,70.58,null,0.1,"P 2"]
["Nusa Tenggara Timur","Kota Kupang",{"$f":"IFERROR(IFERROR(INDEX($J$3:$J$442,MATCH(B323,$G$3:$G$442,0)),INDEX($J$3:$J$442,MATCH(B323,$J$3:$J$442,0))),B323)","v":"Kota Kupang"},85576.62,null,"Kab. Bengkalis","Bengkalis",2023,"Riau","Kab. Bengkalis",95114.96,9352.89,9.83,62893.86,66.12,72246.75,75.959999999999994,8794.25,50.92,9.3000000000000007,"P 2"]
["Nusa Tenggara Timur","Kupang","Kab. Kupang",{"$f":"VLOOKUP(C324,$J$3:$K$442,2,FALSE)","v":56533.68},null,{"$f":"VLOOKUP(J324,$C$3:$C$547,1,FALSE)","v":"Kab. Rokan Hulu"},"Rokan Hulu",2023,"Riau","Kab. Rokan Hulu",137732.69,6653.37,4.83,22020.85,15.99,28674.22,20.82,6529.56,null,4.74,"P 2"]
["Nusa Tenggara Timur","Lembata","Kab. Lembata",32254.82,null,"Kab. Rokan Hilir","Rokan Hilir",2023,"Riau","Kab. Rokan Hilir",123878.45,2378.19,1.92,20203.150000000001,16.309999999999999,22581.34,18.23,2156.31,730,2.33,"P 2"]
["Nusa Tenggara Timur","Malaka","Kab. Malaka",28769.88,null,"Kab. Siak","Siak",2023,"Riau","Kab. Siak",69722.3,8724.6200000000008,12.51,27982.720000000001,40.130000000000003,36707.339999999997,52.65,8090.27,60.23,11.69,"P 2"]
["Nusa Tenggara Timur","Manggarai","Manggarai",{"$error":"#N/A"},null,"Kab. Kuantan Singingi","Kuantan Singingi",2023,"Riau","Kab. Kuantan Singingi",51360.76,7107.05,13.84,12655.11,24.64,19762.16,38.479999999999997,7025.26,50.77,13.78,"P 2"]
["Nusa Tenggara Timur","Manggarai Barat","Manggarai Barat",{"$error":"#N/A"},null,"Kota Pekanbaru","Pekanbaru",2023,"Riau","Kota Pekanbaru",369019.82,16072.7,4.3600000000000003,257211.85,69.7,273284.55,74.06,15911.78,null,4.3099999999999996,"P 2"]
["Nusa Tenggara Timur","Manggarai Timur","Manggarai Timur",{"$error":"#N/A"},null,"Kota Dumai","Dumai",2023,"Riau","Kota Dumai",62106.58,7062.15,11.37,41562.550000000003,66.92,48624.71,78.290000000000006,7056.18,null,11.36,"P 2"]
["Nusa Tenggara Timur","Nagekeo","Kab. Nagekeo",24377.33,null,{"$error":"#N/A"},"","SIPSN - Sistem Informasi Pengelolaan Sampah Nasional"]
["Nusa Tenggara Timur","Ngada","Kab. Ngada",42769.68,null,{"$error":"#N/A"},"Kabupaten/Kota","Tahun","Provinsi","Kabupaten/Kota","Timbulan Sampah Tahunan (ton/tahun)(A)","Pengurangan Sampah Tahunan (ton/tahun)(B)","%Pengurangan Sampah(B/A)","Penanganan Sampah Tahunan (ton/tahun)(C)","%Penanganan Sampah(C/A)","Sampah Terkelola Tahunan (ton/tahun)(B+C)","%Sampah Terkelola(B+C)/A","Daur ulang Sampah Tahunan (ton/tahun)(D)","Bahan baku Sampah Tahunan (ton/tahun)(E)","Recycling Rate(D+E)/A","P1/P2"]
["Nusa Tenggara Timur","Rote Ndao","Kab. Rote Ndao",48819.44,null,"Kab. Majene","Majene",2023,"Sulawesi Barat","Kab. Majene",25898.94,983.88,3.8,7467.9,28.83,8451.7800000000007,32.630000000000003,739.43,null,2.86,"P 2"]
["Nusa Tenggara Timur","Sabu Raijua","Sabu Raijua",{"$error":"#N/A"},null,"Kab. Mamuju Tengah","Mamuju Tengah",2023,"Sulawesi Barat","Kab. Mamuju Tengah",20444.09,0,0,5110,25,5110,25,null,null,0,"P 2"]
["Nusa Tenggara Timur","Sikka","Kab. Sikka",48962.559999999998,null,{"$error":"#N/A"},"","SIPSN - Sistem Informasi Pengelolaan Sampah Nasional"]
["Nusa Tenggara Timur","Sumba Barat","Sumba Barat",{"$error":"#N/A"},null,{"$error":"#N/A"},"Kabupaten/Kota","Tahun","Provinsi","Kabupaten/Kota","Timbulan Sampah Tahunan (ton/tahun)(A)","Pengurangan Sampah Tahunan (ton/tahun)(B)","%Pengurangan Sampah(B/A)","Penanganan Sampah Tahunan (ton/tahun)(C)","%Penanganan Sampah(C/A)","Sampah Terkelola Tahunan (ton/tahun)(B+C)","%Sampah Terkelola(B+C)/A","Daur ulang Sampah Tahunan (ton/tahun)(D)","Bahan baku Sampah Tahunan (ton/tahun)(E)","Recycling Rate(D+E)/A","P1/P2"]
["Nusa Tenggara Timur","Sumba Barat Daya","Sumba Barat Daya",{"$error":"#N/A"},null,"Kab. Kepulauan Selayar","Kepulauan Selayar",2023,"Sulawesi Selatan","Kab. Kepulauan Selayar",20568.63,265,1.29,4710.5,22.9,4975.5,24.19,265,2,1.3,"P 2"]
["Nusa Tenggara Timur","Sumba Tengah","Kab. Sumba Tengah",9907.7800000000007,null,"Kab. Bulukumba","Bulukumba",2023,"Sulawesi Selatan","Kab. Bulukumba",66610.75,16294.76,24.46,46847.75,70.33,63142.51,94.79,2706.11,null,4.0599999999999996,"P 2"]
["Nusa Tenggara Timur","Sumba Timur","Sumba Timur",{"$error":"#N/A"},null,"Kab. Bantaeng","Bantaeng",2023,"Sulawesi Selatan","Kab. Bantaeng",30377.78,7875.04,25.92,10525.51,34.65,18400.55,60.57,7774.9,670.51,27.8,"P 2"]
["Nusa Tenggara Timur","Timor Tengah Selatan","Timor Tengah Selatan",{"$error":"#N/A"},null,"Kab. Jeneponto","Jeneponto",2023,"Sulawesi Selatan","Kab. Jeneponto",60657.45,6127.84,10.1,23195.75,38.24,29323.59,48.34,3780.85,73,6.35,"P 2"]
["Nusa Tenggara Timur","Timor Tengah Utara","Kab. Timor Tengah Utara",39137.78,null,"Kab. Takalar","Takalar",2023,"Sulawesi Selatan","Kab. Takalar",47602.42,219.18,0.46,6205,13.04,6424.18,13.5,219.18,null,0.46,"P 2"]
["total","total","total",{"$error":"#N/A"},null,"Kab. Gowa","Gowa",2023,"Sulawesi Selatan","Kab. Gowa",145999.82,19174,13.13,80300,55,99474,68.13,18262,null,12.51,"P 2"]
["Papua","Asmat","Kab. Asmat",16965.2,null,"Kab. Sinjai","Sinjai",2023,"Sulawesi Selatan","Kab. Sinjai",39939.61,8791.61,22.01,22035.75,55.17,30827.360000000001,77.180000000000007,5557.21,8,13.93,"P 2"]
["Papua","Biak Numfor","Kab. Biak Numfor",21434.55,null,"Kab. Bone","Bone",2023,"Sulawesi Selatan","Kab. Bone",148771.81,24222.43,16.28,86413.75,58.08,110636.18,74.37,22186.9,null,14.91,"P 2"]
["Papua","Boven Digoel","Kab. Boven Digoel",9518.18,null,"Kab. Maros","Maros",2023,"Sulawesi Selatan","Kab. Maros",59962.05,9754.5400000000009,16.27,33050.75,55.12,42805.29,71.39,8473.69,200.75,14.47,"P 2"]
["Papua","Deiyai","Deiyai",{"$error":"#N/A"},null,{"$error":"#N/A"},"Pangkajene Kepulauan",2023,"Sulawesi Selatan","Kab. Pangkajene Kepulauan",51830.44,6100.37,11.77,22642.05,43.68,28742.42,55.45,6087.94,12.05,11.77,"P 2"]
["Papua","Dogiyai","Dogiyai",{"$error":"#N/A"},null,"Kab. Barru",{"$f":"SUBSTITUTE(SUBSTITUTE(J346,\"Kab. \",\"\"),\"Kota \",\"\")","v":"Barru"},2023,"Sulawesi Selatan","Kab. Barru",28403.279999999999,4210.2299999999996,14.82,13625.9,47.97,17836.13,62.8,4197.17,29.65,14.88,"P 2"]
["Papua","Intan Jaya","Intan Jaya",{"$error":"#N/A"},null,"Kab. Soppeng","Soppeng",2023,"Sulawesi Selatan","Kab. Soppeng",34463.15,4517.46,13.11,22918.35,66.5,27435.81,79.61,3745.02,142.35,11.28,"P 2"]
["Papua","Jayapura","Kota Jayapura",88282.84,null,"Kab. Wajo","Wajo",2023,"Sulawesi Selatan","Kab. Wajo",59528.58,607.26,1.02,40640.93,68.27,41248.18,69.290000000000006,164.03,null,0.28000000000000003,"P 2"]
["Papua","Jayawijaya","Kab. Jayawijaya",41244.559999999998,null,"Kab. Sidenreng Rappang","Sidenreng Rappang",2023,"Sulawesi Selatan","Kab. Sidenreng Rappang",47802.74,9254.39,19.36,26568.05,55.58,35822.44,74.94,9011.94,441.35,19.78,"P 2"]
["Papua","Keerom","Kab. Keerom",9694.5499999999993,null,"Kab. Pinrang","Pinrang",2023,"Sulawesi Selatan","Kab. Pinrang",67178.98,11385.64,16.95,29007.54,43.18,40393.18,60.13,11261.55,null,16.760000000000002,"P 2"]
["Papua","Kepulauan Yapen","Kab. Kepulauan Yapen",16951.62,null,"Kab. Enrekang","Enrekang",2023,"Sulawesi Selatan","Kab. Enrekang",37991.19,5345.39,14.07,14362.02,37.799999999999997,19707.41,51.87,4841.43,4142.0200000000004,23.65,"P 2"]
["Papua","Kota Jayapura","Kota Jayapura",88282.84,null,"Kab. Tana Toraja","Tana Toraja",2023,"Sulawesi Selatan","Kab. Tana Toraja",39563.660000000003,2102.69,5.31,14431.95,36.479999999999997,16534.64,41.79,null,27.05,7.0000000000000007E-2,"P 2"]
["Papua","Lanny Jaya","Lanny Jaya",{"$error":"#N/A"},null,"Kab. Luwu Utara","Luwu Utara",2023,"Sulawesi Selatan","Kab. Luwu Utara",60330.12,4.75,0.01,9573.9500000000007,15.87,9578.69,15.88,4.75,null,0.01,"P 2"]
["Papua","Mamberamo Raya","Mamberamo Raya",{"$error":"#N/A"},null,"Kab. Luwu Timur","Luwu Timur",2023,"Sulawesi Selatan","Kab. Luwu Timur",44606.07,7116.82,15.95,25081.71,56.23,32198.53,72.180000000000007,5679.72,79.209999999999994,12.91,"P 2"]
["Papua","Mamberamo Tengah","Mamberamo Tengah",{"$error":"#N/A"},null,"Kab. Toraja Utara","Toraja Utara",2023,"Sulawesi Selatan","Kab. Toraja Utara",49692.2,1750.3,3.52,14790.26,29.76,16540.560000000001,33.29,1727.67,null,3.48,"P 2"]
["Papua","Mappi","Mappi",{"$error":"#N/A"},null,"Kota Makassar","Makassar",2023,"Sulawesi Selatan","Kota Makassar",376707.41,15704.39,4.17,313855.17,83.32,329559.56,87.48,15366.9,29.07,4.09,"P 2"]
["Papua","Merauke","Merauke",{"$error":"#N/A"},null,"Kota Parepare","Parepare",2023,"Sulawesi Selatan","Kota Parepare",28956.73,5196.51,17.95,21268.080000000002,73.45,26464.58,91.39,1889.94,6.83,6.55,"P 2"]
["Papua","Mimika","Kab. Mimika",57125.42,null,"Kota Palopo","Palopo",2023,"Sulawesi Selatan","Kota Palopo",34833.230000000003,2880.35,8.27,24038.9,69.010000000000005,26919.25,77.28,418.51,167.9,1.68,"P 2"]
["Papua","Nabire","Nabire",{"$error":"#N/A"},null,{"$error":"#N/A"},"","SIPSN - Sistem Informasi Pengelolaan Sampah Nasional"]
["Papua","Nduga","Nduga",{"$error":"#N/A"},null,{"$error":"#N/A"},"Kabupaten/Kota","Tahun","Provinsi","Kabupaten/Kota","Timbulan Sampah Tahunan (ton/tahun)(A)","Pengurangan Sampah Tahunan (ton/tahun)(B)","%Pengurangan Sampah(B/A)","Penanganan Sampah Tahunan (ton/tahun)(C)","%Penanganan Sampah(C/A)","Sampah Terkelola Tahunan (ton/tahun)(B+C)","%Sampah Terkelola(B+C)/A","Daur ulang Sampah Tahunan (ton/tahun)(D)","Bahan baku Sampah Tahunan (ton/tahun)(E)","Recycling Rate(D+E)/A","P1/P2"]
["Papua","Paniai","Paniai",{"$error":"#N/A"},null,"Kab. Banggai","Banggai",2023,"Sulawesi Tengah","Kab. Banggai",66835.88,4223.93,6.32,41975.55,62.8,46199.47,69.12,6.92,0.55000000000000004,0.01,"P 2"]
["Papua","Pegunungan Bintang","Pegunungan Bintang",{"$error":"#N/A"},null,"Kab. Buol","Buol",2023,"Sulawesi Tengah","Kab. Buol",21976.65,0,0,2107.88,9.59,2107.88,9.59,null,null,0,"P 2"]
["Papua","Puncak","Puncak",{"$error":"#N/A"},null,"Kab. Morowali","Morowali",2023,"Sulawesi Tengah","Kab. Morowali",32164.53,376.33,1.17,4608.68,14.33,4985.01,15.5,0,43.8,0.14000000000000001,"P 2"]
["Papua","Puncak Jaya","Puncak Jaya",{"$error":"#N/A"},null,"Kab. Banggai Kepulauan","Banggai Kepulauan",2023,"Sulawesi Tengah","Kab. Banggai Kepulauan",22207.33,2508.4499999999998,11.3,6168.5,27.78,8676.9500000000007,39.07,37.75,null,0.17,"P 2"]
["Papua","Sarmi","Kab. Sarmi",6146.6,null,"Kab. Parigi Moutong","Parigi Moutong",2023,"Sulawesi Tengah","Kab. Parigi Moutong",82947.89,4318.79,5.21,3887.25,4.6900000000000004,8206.0400000000009,9.89,4318.79,21.9,5.23,"P 2"]
["Papua","Supiori","Supiori",{"$error":"#N/A"},null,"Kab. Sigi","Sigi",2023,"Sulawesi Tengah","Kab. Sigi",47833.43,3320.95,6.94,13793,28.84,17113.95,35.78,3.1,null,0.01,"P 2"]
["Papua","Tolikara","Tolikara",{"$error":"#N/A"},null,"Kab. Banggai Laut","Banggai Laut",2023,"Sulawesi Tengah","Kab. Banggai Laut",13672.9,195.28,1.43,4215.75,30.83,4411.03,32.26,195.28,null,1.43,"P 2"]
["Papua","Waropen","Waropen",{"$error":"#N/A"},null,"Kab. Morowali Utara","Morowali Utara",2023,"Sulawesi Tengah","Kab. Morowali Utara",26587.7,11.93,0.04,3310.55,12.45,3322.48,12.5,null,null,0,"P 2"]
["Papua","Yahukimo","Yahukimo",{"$error":"#N/A"},null,"Kota Palu","Palu",2023,"Sulawesi Tengah","Kota Palu",70717.47,1511.55,2.14,68218.5,96.47,69730.05,98.6,275.63,null,0.39,"P 2"]
["Papua","Yalimo","Yalimo",{"$error":"#N/A"},null,{"$error":"#N/A"},"","SIPSN - Sistem Informasi Pengelolaan Sampah Nasional"]
["total","total","total",{"$error":"#N/A"},null,{"$error":"#N/A"},"Kabupaten/Kota","Tahun","Provinsi","Kabupaten/Kota","Timbulan Sampah Tahunan (ton/tahun)(A)","Pengurangan Sampah Tahunan (ton/tahun)(B)","%Pengurangan Sampah(B/A)","Penanganan Sampah Tahunan (ton/tahun)(C)","%Penanganan Sampah(C/A)","Sampah Terkelola Tahunan (ton/tahun)(B+C)","%Sampah Terkelola(B+C)/A","Daur ulang Sampah Tahunan (ton/tahun)(D)","Bahan baku Sampah Tahunan (ton/tahun)(E)","Recycling Rate(D+E)/A","P1/P2"]
["Papua Barat Daya","total","total",{"$error":"#N/A"},null,"Kab. Kolaka","Kolaka",2023,"Sulawesi Tenggara","Kab. Kolaka",44297.57,3203.47,7.23,13369.95,30.18,16573.419999999998,37.409999999999997,3203.47,47.45,7.34,"P 2"]
["Papua Barat Daya","Fakfak","Fakfak",{"$error":"#N/A"},null,"Kab. Konawe","Konawe",2023,"Sulawesi Tenggara","Kab. Konawe",38879.65,null,null,6504.3,16.73,6504.3,16.73,null,null,0,"P 2"]
["Papua Barat Daya","Kaimana","Kab. Kaimana",9382.69,null,"Kab. Muna","Muna",2023,"Sulawesi Tenggara","Kab. Muna",34351.61,587.92999999999995,1.71,6504.3,18.93,7092.23,20.65,239.08,null,0.7,"P 2"]
["Papua Barat Daya","Kota Sorong","Kota Sorong",53833.49,null,"Kab. Buton","Buton",2023,"Sulawesi Tenggara","Kab. Buton",15125.75,null,null,6504.3,43,6504.3,43,null,null,0,"P 2"]
["Papua Barat Daya","Manokwari","Kab. Manokwari",65849.34,null,"Kab. Konawe Selatan","Konawe Selatan",2023,"Sulawesi Tenggara","Kab. Konawe Selatan",58937.65,0,0,11544.95,19.59,11544.95,19.59,null,null,0,"P 2"]
["Papua Barat Daya","Manokwari Selatan","Manokwari Selatan",{"$error":"#N/A"},null,"Kab. Wakatobi","Wakatobi",2023,"Sulawesi Tenggara","Kab. Wakatobi",30054.47,0,0,12654.55,42.11,12654.55,42.11,null,7.3,0.02,"P 2"]
["Papua Barat Daya","Maybrat","Maybrat",{"$error":"#N/A"},null,"Kab. Kolaka Utara","Kolaka Utara",2023,"Sulawesi Tenggara","Kab. Kolaka Utara",20608.05,1199.51,5.82,5574.35,27.05,6773.87,32.869999999999997,570.49,1924.35,12.11,"P 2"]
["Papua Barat Daya","Pegunungan Arfak","Pegunungan Arfak",{"$error":"#N/A"},null,"Kab. Konawe Utara","Konawe Utara",2023,"Sulawesi Tenggara","Kab. Konawe Utara",10265.84,0,0,722.7,7.04,722.7,7.04,null,null,0,"P 2"]
["Papua Barat Daya","Raja Ampat","Kab. Raja Ampat",9893.4,null,"Kab. Kolaka Timur","Kolaka Timur",2023,"Sulawesi Tenggara","Kab. Kolaka Timur",20651.849999999999,910.23,4.41,1131.5,5.48,2041.73,9.89,883.67,null,4.28,"P 2"]
["Papua Barat Daya","Sorong","Kab. Sorong",18388.55,null,"Kab. Muna Barat","Muna Barat",2023,"Sulawesi Tenggara","Kab. Muna Barat",13035.61,0,0,1445.4,11.09,1445.4,11.09,0,null,0,"P 2"]
["Papua Barat Daya","Sorong Selatan","Sorong Selatan",{"$error":"#N/A"},null,"Kab. Buton Tengah","Buton Tengah",2023,"Sulawesi Tenggara","Kab. Buton Tengah",21952.01,null,null,6838.28,31.15,6838.28,31.15,null,null,0,"P 2"]
["Papua Barat Daya","Tambrauw","Tambrauw",{"$error":"#N/A"},null,"Kab. Buton Selatan","Buton Selatan",2023,"Sulawesi Tenggara","Kab. Buton Selatan",8527.64,0,0,1385.18,16.239999999999998,1385.18,16.239999999999998,null,null,0,"P 2"]
["Papua Barat Daya","Teluk Bintuni","Teluk Bintuni",{"$error":"#N/A"},null,"Kota Kendari","Kendari",2023,"Sulawesi Tenggara","Kota Kendari",88420.76,3760.52,4.25,73645.05,83.29,77405.570000000007,87.54,3737.73,645.04999999999995,4.96,"P 2"]
["Papua Barat Daya","Teluk Wondama","Teluk Wondama",{"$error":"#N/A"},null,"Kota Bau Bau","Bau Bau",2023,"Sulawesi Tenggara","Kota Bau Bau",32850,3633.45,11.06,28835,87.78,32468.45,98.84,3559.12,null,10.83,"P 2"]
["riau","Bengkalis","Kab. Bengkalis",95114.96,null,{"$error":"#N/A"},"","SIPSN - Sistem Informasi Pengelolaan Sampah Nasional"]
["riau","Dumai",{"$f":"IFERROR(IFERROR(INDEX($J$3:$J$442,MATCH(B387,$G$3:$G$442,0)),INDEX($J$3:$J$442,MATCH(B387,$J$3:$J$442,0))),B387)","v":"Kota Dumai"},62106.58,null,{"$error":"#N/A"},"Kabupaten/Kota","Tahun","Provinsi","Kabupaten/Kota","Timbulan Sampah Tahunan (ton/tahun)(A)","Pengurangan Sampah Tahunan (ton/tahun)(B)","%Pengurangan Sampah(B/A)","Penanganan Sampah Tahunan (ton/tahun)(C)","%Penanganan Sampah(C/A)","Sampah Terkelola Tahunan (ton/tahun)(B+C)","%Sampah Terkelola(B+C)/A","Daur ulang Sampah Tahunan (ton/tahun)(D)","Bahan baku Sampah Tahunan (ton/tahun)(E)","Recycling Rate(D+E)/A","P1/P2"]
["riau","Indragiri Hilir","Indragiri Hilir",{"$f":"VLOOKUP(C388,$J$3:$K$442,2,FALSE)","v":{"$error":"#N/A"}},null,{"$f":"VLOOKUP(J388,$C$3:$C$547,1,FALSE)","v":"Kab. Bolaang Mongondow"},"Bolaang Mongondow",2023,"Sulawesi Utara","Kab. Bolaang Mongondow",46108.26,18.690000000000001,0.04,7300,15.83,7318.69,15.87,0,null,0,"P 2"]
["riau","Indragiri Hulu","Kab. Indragiri Hulu",67755.679999999993,null,{"$error":"#N/A"},"Minahasa",2023,"Sulawesi Utara","Kab. Minahasa",63922.63,17596.88,27.53,41763.300000000003,65.33,59360.18,92.86,17461.599999999999,null,27.32,"P 2"]
["riau","Kampar","Kampar",{"$error":"#N/A"},null,"Kab. Kepulauan Sangihe","Kepulauan Sangihe",2023,"Sulawesi Utara","Kab. Kepulauan Sangihe",24045.31,403.47,1.68,17494.45,72.760000000000005,17897.919999999998,74.430000000000007,364.38,null,1.52,"P 2"]
["riau","Kepulauan Meranti","Kepulauan Meranti",{"$error":"#N/A"},null,{"$error":"#N/A"},"Kepulauan Talaud",2023,"Sulawesi Utara","Kab. Kepulauan Talaud",14250.18,0.43,0,1043.9000000000001,7.33,1044.33,7.33,null,null,0,"P 2"]
["riau","Kuantan Singingi","Kab. Kuantan Singingi",51360.76,null,"Kab. Minahasa Selatan","Minahasa Selatan",2023,"Sulawesi Utara","Kab. Minahasa Selatan",35042.92,1123.1199999999999,3.2,10957.3,31.27,12080.42,34.47,831.54,7.3,2.39,"P 2"]
["riau","Pekanbaru","Kota Pekanbaru",369019.82,null,"Kab. Minahasa Utara","Minahasa Utara",2023,"Sulawesi Utara","Kab. Minahasa Utara",43976.480000000003,4605.51,10.47,24692.25,56.15,29297.759999999998,66.62,253.68,null,0.57999999999999996,"P 2"]
["riau","Pelalawan","Pelalawan",{"$error":"#N/A"},null,"Kab. Minahasa Tenggara","Minahasa Tenggara",2023,"Sulawesi Utara","Kab. Minahasa Tenggara",17127.259999999998,1021.14,5.96,9207.1299999999992,53.76,10228.26,59.72,null,9.1300000000000008,0.05,"P 2"]
["riau","Rokan Hilir","Kab. Rokan Hilir",123878.45,null,"Kab. Bolaang Mongondow Utara","Bolaang Mongondow Utara",2023,"Sulawesi Utara","Kab. Bolaang Mongondow Utara",12343.28,26.03,0.21,5515.15,44.68,5541.18,44.89,5,40.15,0.37,"P 2"]
["riau","Rokan Hulu","Kab. Rokan Hulu",137732.69,null,{"$error":"#N/A"},"Kep. Siau Tagulandang Biaro",2023,"Sulawesi Utara","Kab. Kep. Siau Tagulandang Biaro",10530.4,178.8,1.7,3358,31.89,3536.8,33.590000000000003,94.54,null,0.9,"P 2"]
["riau","Siak","Kab. Siak",69722.3,null,"Kab. Bolaang Mongondow Selatan","Bolaang Mongondow Selatan",2023,"Sulawesi Utara","Kab. Bolaang Mongondow Selatan",10608.36,319.89,3.02,3372.6,31.79,3692.49,34.81,319.74,null,3.01,"P 2"]
["total","total","total",{"$error":"#N/A"},null,"Kota Manado","Manado",2023,"Sulawesi Utara","Kota Manado",106288.37,7516.84,7.07,89790,84.48,97306.84,91.55,7255.6,null,6.83,"P 2"]
["Sulawesi Barat","Kab. Majene","Kab. Majene",25898.94,null,"Kota Bitung","Bitung",2023,"Sulawesi Utara","Kota Bitung",58055.22,2653.38,4.57,41245,71.040000000000006,43898.38,75.61,31.97,null,0.06,"P 2"]
["Sulawesi Barat","Kab. Mamasa","Kab. Mamasa",{"$error":"#N/A"},null,"Kota Tomohon","Tomohon",2023,"Sulawesi Utara","Kota Tomohon",18747.13,623.47,3.33,13687.5,73.010000000000005,14310.97,76.34,67.95,null,0.36,"P 2"]
["Sulawesi Barat","Kab. Mamuju","Kab. Mamuju",{"$error":"#N/A"},null,"Kota Kotamobagu","Kotamobagu",2023,"Sulawesi Utara","Kota Kotamobagu",31661.05,2736.74,8.64,23371.68,73.819999999999993,26108.42,82.46,2640.08,158.78,8.84,"P 2"]
["Sulawesi Barat","Kab. Mamuju Tengah","Kab. Mamuju Tengah",20444.09,null,{"$error":"#N/A"},"","SIPSN - Sistem Informasi Pengelolaan Sampah Nasional"]
["Sulawesi Barat","Kab. Pasangkayu","Kab. Pasangkayu",{"$error":"#N/A"},null,{"$error":"#N/A"},"Kabupaten/Kota","Tahun","Provinsi","Kabupaten/Kota","Timbulan Sampah Tahunan (ton/tahun)(A)","Pengurangan Sampah Tahunan (ton/tahun)(B)","%Pengurangan Sampah(B/A)","Penanganan Sampah Tahunan (ton/tahun)(C)","%Penanganan Sampah(C/A)","Sampah Terkelola Tahunan (ton/tahun)(B+C)","%Sampah Terkelola(B+C)/A","Daur ulang Sampah Tahunan (ton/tahun)(D)","Bahan baku Sampah Tahunan (ton/tahun)(E)","Recycling Rate(D+E)/A","P1/P2"]
["Sulawesi Barat","Kab. Polewali Mandar","Kab. Polewali Mandar",{"$error":"#N/A"},null,"Kab. Pesisir Selatan","Pesisir Selatan",2023,"Sumatera Barat","Kab. Pesisir Selatan",56558.720000000001,10183.93,18.010000000000002,13180.15,23.3,23364.080000000002,41.31,6978.81,222.65,12.73,"P 2"]
["total","total","total",{"$error":"#N/A"},null,"Kab. Solok","Solok",2023,"Sumatera Barat","Kab. Solok",59233.95,7516.53,12.69,7044.5,11.89,14561.03,24.58,7491.09,null,12.65,"P 2"]
["Sulawesi Selatan","Bantaeng","Kab. Bantaeng",30377.78,null,"Kab. Sijunjung","Sijunjung",2023,"Sumatera Barat","Kab. Sijunjung",36471.199999999997,8103.59,22.22,7569.55,20.75,15673.15,42.97,8080.04,87.05,22.39,"P 2"]
["Sulawesi Selatan","Barru","Kab. Barru",28403.279999999999,null,"Kab. Tanah Datar","Tanah Datar",2023,"Sumatera Barat","Kab. Tanah Datar",47382.559999999998,9133.39,19.28,16916.07,35.700000000000003,26049.45,54.98,8883.44,584.58000000000004,19.98,"P 2"]
["Sulawesi Selatan","Bone","Kab. Bone",148771.81,null,"Kab. Padang Pariaman","Padang Pariaman",2023,"Sumatera Barat","Kab. Padang Pariaman",79593.539999999994,224.44,0.28000000000000003,5058.8999999999996,6.36,5283.34,6.64,1.78,null,0,"P 2"]
["Sulawesi Selatan","Bulukumba","Kab. Bulukumba",66610.75,null,"Kab. Agam","Agam",2023,"Sumatera Barat","Kab. Agam",80163.78,10490.44,13.09,24206.799999999999,30.2,34697.24,43.28,10467.02,null,13.06,"P 2"]
["Sulawesi Selatan","Enrekang","Kab. Enrekang",37991.19,null,"Kab. Lima Puluh Kota",{"$f":"SUBSTITUTE(SUBSTITUTE(J410,\"Kab. \",\"\"),\"Kota \",\"\")","v":"Lima Puluh Kota"},2023,"Sumatera Barat","Kab. Lima Puluh Kota",56964.67,10540.57,18.5,6624.75,11.63,17165.32,30.13,10457.07,null,18.36,"P 2"]
["Sulawesi Selatan","Gowa","Kab. Gowa",145999.82,null,"Kab. Pasaman","Pasaman",2023,"Sumatera Barat","Kab. Pasaman",44884.05,11408.58,25.42,17235.3,38.4,28643.88,63.82,11408.52,null,25.42,"P 2"]
["Sulawesi Selatan","Jeneponto","Kab. Jeneponto",60657.45,null,"Kab. Solok Selatan","Solok Selatan",2023,"Sumatera Barat","Kab. Solok Selatan",27542.75,6545.25,23.76,4281.09,15.54,10826.33,39.31,6506.13,null,23.62,"P 2"]
["Sulawesi Selatan","Kepulauan Selayar","Kab. Kepulauan Selayar",20568.63,null,"Kota Padang","Padang",2023,"Sumatera Barat","Kota Padang",236296.62,51634.43,21.85,174470,73.84,226104.43,95.69,29554.54,null,12.51,"P 2"]
["Sulawesi Selatan","Luwu","Luwu",{"$error":"#N/A"},null,"Kota Solok","Solok",2023,"Sumatera Barat","Kota Solok",20364.12,3704.39,18.190000000000001,16509,81.069999999999993,20213.39,99.26,3566.22,180,18.399999999999999,"P 2"]
["Sulawesi Selatan","Luwu Timur","Kab. Luwu Timur",44606.07,null,"Kota Sawahlunto","Sawahlunto",2023,"Sumatera Barat","Kota Sawahlunto",6925.99,1743.9,25.18,5088.1000000000004,73.459999999999994,6832,98.64,1424.48,21.9,20.88,"P 2"]
["Sulawesi Selatan","Luwu Utara","Kab. Luwu Utara",60330.12,null,"Kota Padang Panjang","Padang Panjang",2023,"Sumatera Barat","Kota Padang Panjang",17975.23,1947.86,10.84,15754.44,87.65,17702.3,98.48,935.53,null,5.2,"P 2"]
["Sulawesi Selatan","Makassar","Kota Makassar",376707.41,null,"Kota Bukittinggi","Bukittinggi",2023,"Sumatera Barat","Kota Bukittinggi",47238.48,6122.43,12.96,38373.910000000003,81.23,44496.34,94.2,4585.55,1825,13.57,"P 2"]
["Sulawesi Selatan","Maros","Kab. Maros",59962.05,null,"Kota Payakumbuh","Payakumbuh",2023,"Sumatera Barat","Kota Payakumbuh",34041.589999999997,5449.69,16.010000000000002,27188.85,79.87,32638.54,95.88,5400.73,null,15.87,"P 2"]
["Sulawesi Selatan","Palopo","Kota Palopo",34833.230000000003,null,"Kota Pariaman","Pariaman",2023,"Sumatera Barat","Kota Pariaman",14524.66,755.77,5.2,10512,72.37,11267.77,77.58,755.77,null,5.2,"P 2"]
["Sulawesi Selatan","Pangkajene dan Kepulauan","Pangkajene dan Kepulauan",{"$error":"#N/A"},null,{"$error":"#N/A"},"","SIPSN - Sistem Informasi Pengelolaan Sampah Nasional"]
["Sulawesi Selatan","Parepare","Kota Parepare",28956.73,null,{"$error":"#N/A"},"Kabupaten/Kota","Tahun","Provinsi","Kabupaten/Kota","Timbulan Sampah Tahunan (ton/tahun)(A)","Pengurangan Sampah Tahunan (ton/tahun)(B)","%Pengurangan Sampah(B/A)","Penanganan Sampah Tahunan (ton/tahun)(C)","%Penanganan Sampah(C/A)","Sampah Terkelola Tahunan (ton/tahun)(B+C)","%Sampah Terkelola(B+C)/A","Daur ulang Sampah Tahunan (ton/tahun)(D)","Bahan baku Sampah Tahunan (ton/tahun)(E)","Recycling Rate(D+E)/A","P1/P2"]
["Sulawesi Selatan","Pinrang","Kab. Pinrang",67178.98,null,"Kab. Muara Enim","Muara Enim",2023,"Sumatera Selatan","Kab. Muara Enim",84971.42,18982.39,22.34,32709.47,38.49,51691.86,60.83,18971.45,null,22.33,"P 2"]
["Sulawesi Selatan","Kab. Sidenreng Rappang","Kab. Sidenreng Rappang",47802.74,null,"Kab. Lahat","Lahat",2023,"Sumatera Selatan","Kab. Lahat",98053.34,8483.33,8.65,24639.73,25.13,33123.050000000003,33.78,8483.33,122.68,8.7799999999999994,"P 2"]
["Sulawesi Selatan","Sinjai","Kab. Sinjai",39939.61,null,"Kab. Musi Banyuasin","Musi Banyuasin",2023,"Sumatera Selatan","Kab. Musi Banyuasin",92436.1,22183.98,24,18516.45,20.03,40700.43,44.03,17113.48,null,18.510000000000002,"P 2"]
["Sulawesi Selatan","Soppeng","Kab. Soppeng",34463.15,null,"Kab. Ogan Komering Ulu Timur","Ogan Komering Ulu Timur",2023,"Sumatera Selatan","Kab. Ogan Komering Ulu Timur",102609.82,3211.67,3.13,46530.2,45.35,49741.87,48.48,1824.61,null,1.78,"P 2"]
["Sulawesi Selatan","Takalar","Kab. Takalar",47602.42,null,"Kab. Ogan Ilir","Ogan Ilir",2023,"Sumatera Selatan","Kab. Ogan Ilir",64162.47,2.36,0,23827.200000000001,37.14,23829.56,37.14,0,null,0,"P 2"]
["Sulawesi Selatan","Tana Toraja","Kab. Tana Toraja",39563.660000000003,null,"Kab. Musi Rawas Utara","Musi Rawas Utara",2023,"Sumatera Selatan","Kab. Musi Rawas Utara",28398.02,4624.55,16.28,5902.05,20.78,10526.6,37.07,4624.55,null,16.28,"P 2"]
["Sulawesi Selatan","Toraja Utara","Kab. Toraja Utara",49692.2,null,"Kota Pagar Alam","Pagar Alam",2023,"Sumatera Selatan","Kota Pagar Alam",26980.07,12.42,0.05,15592.8,57.79,15605.22,57.84,null,null,0,"P 2"]
["Sulawesi Selatan","Wajo","Kab. Wajo",59528.58,null,"Kota Prabumulih","Prabumulih",2023,"Sumatera Selatan","Kota Prabumulih",36405.83,6944.36,19.07,24382,66.97,31326.36,86.05,6344.39,null,17.43,"P 2"]
["total","total","total",{"$error":"#N/A"},null,{"$error":"#N/A"},"","SIPSN - Sistem Informasi Pengelolaan Sampah Nasional"]
["Sulawesi Tengah","Banggai","Kab. Banggai",66835.88,null,{"$error":"#N/A"},"Kabupaten/Kota","Tahun","Provinsi","Kabupaten/Kota","Timbulan Sampah Tahunan (ton/tahun)(A)","Pengurangan Sampah Tahunan (ton/tahun)(B)","%Pengurangan Sampah(B/A)","Penanganan Sampah Tahunan (ton/tahun)(C)","%Penanganan Sampah(C/A)","Sampah Terkelola Tahunan (ton/tahun)(B+C)","%Sampah Terkelola(B+C)/A","Daur ulang Sampah Tahunan (ton/tahun)(D)","Bahan baku Sampah Tahunan (ton/tahun)(E)","Recycling Rate(D+E)/A","P1/P2"]
["Sulawesi Tengah","Banggai Kepulauan","Kab. Banggai Kepulauan",22207.33,null,"Kab. Nias","Nias",2023,"Sumatera Utara","Kab. Nias",21446.67,14.6,7.0000000000000007E-2,993.71,4.63,1008.31,4.7,14.6,null,7.0000000000000007E-2,"P 2"]
["Sulawesi Tengah","Banggai Laut","Kab. Banggai Laut",13672.9,null,"Kab. Langkat","Langkat",2023,"Sumatera Utara","Kab. Langkat",190367.39,1249.23,0.66,31670.68,16.64,32919.910000000003,17.29,1249.23,202.94,0.76,"P 2"]
["Sulawesi Tengah","Buol","Kab. Buol",21976.65,null,"Kab. Deli Serdang","Deli Serdang",2023,"Sumatera Utara","Kab. Deli Serdang",411211.01,84595.7,20.57,163484.23000000001,39.76,248079.93,60.33,83884.160000000003,1880.48,20.86,"P 2"]
["Sulawesi Tengah","Donggala","Donggala",{"$error":"#N/A"},null,"Kab. Simalungun","Simalungun",2023,"Sumatera Utara","Kab. Simalungun",186444.74,441.5,0.24,47464.6,25.46,47906.1,25.69,7.3,14.6,0.01,"P 2"]
["Sulawesi Tengah","Kota Palu","Kota Palu",70717.47,null,"Kab. Labuhanbatu","Labuhanbatu",2023,"Sumatera Utara","Kab. Labuhanbatu",133837.54,0,0,19272,14.4,19272,14.4,null,null,0,"P 2"]
["Sulawesi Tengah","Morowali","Kab. Morowali",32164.53,null,"Kab. Toba","Toba",2023,"Sumatera Utara","Kab. Toba",40522.11,1419.12,3.5,15056.25,37.159999999999997,16475.37,40.659999999999997,334.1,null,0.82,"P 2"]
["Sulawesi Tengah","Morowali Utara","Kab. Morowali Utara",26587.7,null,"Kab. Mandailing Natal","Mandailing Natal",2023,"Sumatera Utara","Kab. Mandailing Natal",70791.600000000006,null,null,15899.4,22.46,15899.4,22.46,null,null,0,"P 2"]
["Sulawesi Tengah","Parigi Moutong","Kab. Parigi Moutong",82947.89,null,"Kab. Humbang Hasundutan","Humbang Hasundutan",2023,"Sumatera Utara","Kab. Humbang Hasundutan",22415.85,1431.63,6.39,14314.57,63.86,15746.2,70.25,687.68,1092.45,7.94,"P 2"]
["Sulawesi Tengah","Poso","Poso",{"$error":"#N/A"},null,"Kota Medan","Medan",2023,"Sumatera Utara","Kota Medan",645661.28,89716.74,13.9,486493.89,75.349999999999994,576210.64,89.24,87877.37,null,13.61,"P 2"]
["Sulawesi Tengah","Sigi","Kab. Sigi",47833.43,null,{"$error":"#N/A"},"Pematang Siantar",2023,"Sumatera Utara","Kota Pematang Siantar",58664.63,9986.0499999999993,17.02,41544.300000000003,70.819999999999993,51530.35,87.84,9986.0499999999993,299.3,17.53,"P 2"]
["Sulawesi Tengah","Tojo Una-una","Tojo Una-una",{"$error":"#N/A"},null,"Kota Tebing Tinggi","Tebing Tinggi",2023,"Sumatera Utara","Kota Tebing Tinggi",46131.55,12402.35,26.88,33180.51,71.930000000000007,45582.86,98.81,12293.58,315.91000000000003,27.33,"P 2"]
["Sulawesi Tengah","Tolitoli","Tolitoli",{"$error":"#N/A"},null,{"$error":"#N/A"},""]
["total","total","total",{"$error":"#N/A"},null,{"$error":"#N/A"},""]
["Sulawesi Tenggara","Bombana","Bombana",{"$error":"#N/A"},null,{"$error":"#N/A"},""]
["Sulawesi Tenggara","Buton","Kab. Buton",15125.75,null,{"$error":"#N/A"},""]
["Sulawesi Tenggara","Buton Selatan","Kab. Buton Selatan",8527.64,null,{"$error":"#N/A"},""]
["Sulawesi Tenggara","Buton Tengah","Kab. Buton Tengah",21952.01,null,{"$error":"#N/A"},""]
["Sulawesi Tenggara","Buton Utara","Buton Utara",{"$error":"#N/A"},null,{"$error":"#N/A"},""]
["Sulawesi Tenggara","Kolaka","Kab. Kolaka",44297.57,null,{"$error":"#N/A"},""]
["Sulawesi Tenggara","Kolaka Timur",{"$f":"IFERROR(IFERROR(INDEX($J$3:$J$442,MATCH(B451,$G$3:$G$442,0)),INDEX($J$3:$J$442,MATCH(B451,$J$3:$J$442,0))),B451)","v":"Kab. Kolaka Timur"},20651.849999999999,null,{"$error":"#N/A"},""]
["Sulawesi Tenggara","Kolaka Utara","Kab. Kolaka Utara",{"$f":"VLOOKUP(C452,$J$3:$K$442,2,FALSE)","v":20608.05},null,{"$f":"VLOOKUP(J452,$C$3:$C$547,1,FALSE)","v":{"$error":"#N/A"}},""]
["Sulawesi Tenggara","Konawe","Kab. Konawe",38879.65,null,{"$error":"#N/A"},""]
["Sulawesi Tenggara","Konawe Kepulauan","Konawe Kepulauan",{"$error":"#N/A"},null,{"$error":"#N/A"},""]
["Sulawesi Tenggara","Konawe Selatan","Kab. Konawe Selatan",58937.65,null,{"$error":"#N/A"},""]
["Sulawesi Tenggara","Konawe Utara","Kab. Konawe Utara",10265.84,null,{"$error":"#N/A"},""]
["Sulawesi Tenggara","Kota Bau Bau","Kota Bau Bau",32850,null,{"$error":"#N/A"},""]
["Sulawesi Tenggara","Kota Kendari","Kota Kendari",88420.76,null,{"$error":"#N/A"},""]
["Sulawesi Tenggara","Muna","Kab. Muna",34351.61,null,{"$error":"#N/A"},""]
["Sulawesi Tenggara","Muna Barat","Kab. Muna Barat",13035.61,null,{"$error":"#N/A"},""]
["Sulawesi Tenggara","Wakatobi","Kab. Wakatobi",30054.47,null,{"$error":"#N/A"},""]
["total","total","total",{"$error":"#N/A"},null,{"$error":"#N/A"},""]
["Sulawesi Utara","Bolaang Mongondow Selatan","Kab. Bolaang Mongondow Selatan",10608.36,null,{"$error":"#N/A"},""]
["Sulawesi Utara","Kab. Bolaang Mongondow","Kab. Bolaang Mongondow",46108.26,null,{"$error":"#N/A"},""]
["Sulawesi Utara","Bolaang Mongondow Utara","Kab. Bolaang Mongondow Utara",12343.28,null,{"$error":"#N/A"},""]
["Sulawesi Utara","Kepulauan Sitaro","Kepulauan Sitaro",{"$error":"#N/A"},null,{"$error":"#N/A"},""]
["Sulawesi Utara","Kota Bitung","Kota Bitung",58055.22,null,{"$error":"#N/A"},""]
["Sulawesi Utara","Kota Kotamobagu","Kota Kotamobagu",31661.05,null,{"$error":"#N/A"},""]
["Sulawesi Utara","Kota Manado","Kota Manado",106288.37,null,{"$error":"#N/A"},""]
["Sulawesi Utara","Kota Tomohon","Kota Tomohon",18747.13,null,{"$error":"#N/A"},""]
["Sulawesi Utara","Minahasa Selatan","Kab. Minahasa Selatan",35042.92,null,{"$error":"#N/A"},""]
["Sulawesi Utara","Minahasa Tenggara","Kab. Minahasa Tenggara",17127.259999999998,null,{"$error":"#N/A"},""]
["Sulawesi Utara","Minahasa Utara","Kab. Minahasa Utara",43976.480000000003,null,{"$error":"#N/A"},""]
["Sulawesi Utara","Kepulauan Sangihe","Kab. Kepulauan Sangihe",24045.31,null,{"$error":"#N/A"},{"$f":"SUBSTITUTE(SUBSTITUTE(J474,\"Kab. \",\"\"),\"Kota \",\"\")","v":""}]
["total","total","total",{"$error":"#N/A"},null,{"$error":"#N/A"},""]
["sumatera barat","Agam","Kab. Agam",80163.78,null,{"$error":"#N/A"},""]
["sumatera barat","Bukittinggi","Kota Bukittinggi",47238.48,null,{"$error":"#N/A"},""]
["sumatera barat","Dharmasraya","Dharmasraya",{"$error":"#N/A"},null,{"$error":"#N/A"},""]
["sumatera barat","Kab. Solok","Kab. Solok",59233.95,null,{"$error":"#N/A"},""]
["sumatera barat","Kepulauan Mentawai","Kepulauan Mentawai",{"$error":"#N/A"},null,{"$error":"#N/A"},""]
["sumatera barat","Kota Solok","Kota Solok",20364.12,null,{"$error":"#N/A"},""]
["sumatera barat","Lima Puluh Kota","Kab. Lima Puluh Kota",56964.67,null,{"$error":"#N/A"},""]
["sumatera barat","Padang","Kota Padang",236296.62,null,{"$error":"#N/A"},""]
["sumatera barat","Padang Panjang","Kota Padang Panjang",17975.23,null,{"$error":"#N/A"},""]
["sumatera barat","Padang Pariaman","Kab. Padang Pariaman",79593.539999999994,null,{"$error":"#N/A"},""]
["sumatera barat","Pariaman","Kota Pariaman",14524.66,null,{"$error":"#N/A"},""]
["sumatera barat","Pasaman","Kab. Pasaman",44884.05,null,{"$error":"#N/A"},""]
["sumatera barat","Pasaman Barat","Pasaman Barat",{"$error":"#N/A"},null,{"$error":"#N/A"},""]
["sumatera barat","Payakumbuh","Kota Payakumbuh",34041.589999999997,null,{"$error":"#N/A"},""]
["sumatera barat","Pesisir Selatan","Kab. Pesisir Selatan",56558.720000000001,null,{"$error":"#N/A"},""]
["sumatera barat","Sawahlunto","Kota Sawahlunto",6925.99,null,{"$error":"#N/A"},""]
["sumatera barat","Sijunjung","Kab. Sijunjung",36471.199999999997,null,{"$error":"#N/A"},""]
["sumatera barat","Solok Selatan","Kab. Solok Selatan",27542.75,null,{"$error":"#N/A"},""]
["sumatera barat","Tanah Datar","Kab. Tanah Datar",47382.559999999998,null,{"$error":"#N/A"},""]
["total","total","total",{"$error":"#N/A"},null,{"$error":"#N/A"},""]
["Sumatera Selatan","Banyuasin","Banyuasin",{"$error":"#N/A"},null,{"$error":"#N/A"},""]
["Sumatera Selatan","Empat Lawang","Empat Lawang",{"$error":"#N/A"},null,{"$error":"#N/A"},""]
["Sumatera Selatan","Lahat","Kab. Lahat",98053.34,null,{"$error":"#N/A"},""]
["Sumatera Selatan","Lubuk Linggau","Lubuk Linggau",{"$error":"#N/A"},null,{"$error":"#N/A"},""]
["Sumatera Selatan","Muara Enim","Kab. Muara Enim",84971.42,null,{"$error":"#N/A"},""]
["Sumatera Selatan","Musi Banyuasin","Kab. Musi Banyuasin",92436.1,null,{"$error":"#N/A"},""]
["Sumatera Selatan","Musi Rawas","Musi Rawas",{"$error":"#N/A"},null,{"$error":"#N/A"},""]
["Sumatera Selatan","Musi Rawas Utara","Kab. Musi Rawas Utara",28398.02,null,{"$error":"#N/A"},""]
["Sumatera Selatan","Ogan Ilir","Kab. Ogan Ilir",64162.47,null,{"$error":"#N/A"},""]
["Sumatera Selatan","Ogan Komering Ilir","Ogan Komering Ilir",{"$error":"#N/A"},null,{"$error":"#N/A"},""]
["Sumatera Selatan","Ogan Komering Ulu","Ogan Komering Ulu",{"$error":"#N/A"},null,{"$error":"#N/A"},""]
["Sumatera Selatan","Ogan Komering Ulu Selatan","Ogan Komering Ulu Selatan",{"$error":"#N/A"},null,{"$error":"#N/A"},""]
["Sumatera Selatan","Ogan Komering Ulu Timur","Kab. Ogan Komering Ulu Timur",102609.82,null,{"$error":"#N/A"},""]
["Sumatera Selatan","Pagar Alam","Kota Pagar Alam",26980.07,null,{"$error":"#N/A"},""]
["Sumatera Selatan","Palembang","Palembang",{"$error":"#N/A"},null,{"$error":"#N/A"},""]
["Sumatera Selatan","Pali","Pali",{"$error":"#N/A"},null,{"$error":"#N/A"},""]
["Sumatera Selatan","Prabumulih","Kota Prabumulih",36405.83,null,{"$error":"#N/A"},""]
["total","total","total",{"$error":"#N/A"},null,{"$error":"#N/A"},""]
["Sumatera Utara","Asahan","Asahan",{"$error":"#N/A"},null,{"$error":"#N/A"},""]
["Sumatera Utara","Batu Bara",{"$f":"IFERROR(IFERROR(INDEX($J$3:$J$442,MATCH(B515,$G$3:$G$442,0)),INDEX($J$3:$J$442,MATCH(B515,$J$3:$J$442,0))),B515)","v":"Batu Bara"},{"$error":"#N/A"},null,{"$error":"#N/A"},""]
["Sumatera Utara","Binjai","Binjai",{"$f":"VLOOKUP(C516,$J$3:$K$442,2,FALSE)","v":{"$error":"#N/A"}},null,{"$f":"VLOOKUP(J516,$C$3:$C$547,1,FALSE)","v":{"$error":"#N/A"}},""]
["Sumatera Utara","Dairi","Dairi",{"$error":"#N/A"},null,{"$error":"#N/A"},""]
["Sumatera Utara","Deli Serdang","Kab. Deli Serdang",411211.01,null,{"$error":"#N/A"},""]
["Sumatera Utara","Gunungsitoli","Gunungsitoli",{"$error":"#N/A"},null,{"$error":"#N/A"},""]
["Sumatera Utara","Humbang Hasundutan","Kab. Humbang Hasundutan",22415.85,null,{"$error":"#N/A"},""]
["Sumatera Utara","Karo","Karo",{"$error":"#N/A"},null,{"$error":"#N/A"},""]
["Sumatera Utara","Labuanbatu Utara","Labuanbatu Utara",{"$error":"#N/A"},null,{"$error":"#N/A"},""]
["Sumatera Utara","Kab. Labuhanbatu","Kab. Labuhanbatu",133837.54,null,{"$error":"#N/A"},""]
["Sumatera Utara","Labuhanbatu Selatan","Labuhanbatu Selatan",{"$error":"#N/A"},null,{"$error":"#N/A"},""]
["Sumatera Utara","Langkat","Kab. Langkat",190367.39,null,{"$error":"#N/A"},""]
["Sumatera Utara","Mandailing Natal","Kab. Mandailing Natal",70791.600000000006,null,{"$error":"#N/A"},""]
["Sumatera Utara","Medan","Kota Medan",645661.28,null,{"$error":"#N/A"},""]
["Sumatera Utara","Nias","Kab. Nias",21446.67,null,{"$error":"#N/A"},""]
["Sumatera Utara","Nias Barat","Nias Barat",{"$error":"#N/A"},null,{"$error":"#N/A"},""]
["Sumatera Utara","Nias Selatan","Nias Selatan",{"$error":"#N/A"},null,{"$error":"#N/A"},""]
["Sumatera Utara","Nias Utara","Nias Utara",{"$error":"#N/A"},null,{"$error":"#N/A"},""]
["Sumatera Utara","Padang Lawas","Padang Lawas",{"$error":"#N/A"},null,{"$error":"#N/A"},""]
["Sumatera Utara","Padang Lawas Utara","Padang Lawas Utara",{"$error":"#N/A"},null,{"$error":"#N/A"},""]
["Sumatera Utara","Padangsidimpuan","Padangsidimpuan",{"$error":"#N/A"},null,{"$error":"#N/A"},""]
["Sumatera Utara","Pakpak Bharat","Pakpak Bharat",{"$error":"#N/A"},null,{"$error":"#N/A"},""]
["Sumatera Utara","Pematangsiantar","Pematangsiantar",{"$error":"#N/A"},null,{"$error":"#N/A"},""]
["Sumatera Utara","Samosir","Samosir",{"$error":"#N/A"},null,{"$error":"#N/A"},""]
["Sumatera Utara","Serdang Bedagai","Serdang Bedagai",{"$error":"#N/A"},null,{"$error":"#N/A"},{"$f":"SUBSTITUTE(SUBSTITUTE(J538,\"Kab. \",\"\"),\"Kota \",\"\")","v":""}]
["Sumatera Utara","Sibolga","Sibolga",{"$error":"#N/A"},null,{"$error":"#N/A"},""]
["Sumatera Utara","Simalungun","Kab. Simalungun",186444.74,null,{"$error":"#N/A"},""]
["Sumatera Utara","Tanjungbalai","Tanjungbalai",{"$error":"#N/A"},null,{"$error":"#N/A"},""]
["Sumatera Utara","Tapanuli Selatan","Tapanuli Selatan",{"$error":"#N/A"},null,{"$error":"#N/A"},""]
["Sumatera Utara","Tapanuli Tengah","Tapanuli Tengah",{"$error":"#N/A"},null,{"$error":"#N/A"},""]
["Sumatera Utara","Tapanuli Utara","Tapanuli Utara",{"$error":"#N/A"},null,{"$error":"#N/A"},""]
["Sumatera Utara","Tebing Tinggi","Kota Tebing Tinggi",46131.55,null,{"$error":"#N/A"},""]
["Sumatera Utara","Toba","Kab. Toba",40522.11,null,{"$error":"#N/A"},""]
["total","total","total",{"$error":"#N/A"},null,{"$error":"#N/A"},""]

{"sheet":"Society","index":14,"n_rows":48,"n_cols":79,"rows_kept":48,"cut":false,"hidden":false,"merged":[]}
[null,null,null,null,null,null,null,null,null,null,null,null,"Percentage of Households Using Safely Managed Sanitation Services by Province and Type of Region (Percent), 2022-2023",null,null,null,null,null,null,null,null,null,null,null,null,null,null,null,null,null,null,null,null,null,null,null,null,null,null,null,null,null,null,null,null,null,null,null,null,null,null,null,null,null,null,null,null,null,null,null,null,null,null,null,null,null,null,null,null,null,null,null,null,null,null,null,"https://www.bps.go.id/en/statistics-table/3/Ym1jM2VsVnVXR1JPYzNKUkwzUlBRVEJyVTJkYWR6MDkjMw==/number-of-households-and-average-household-size-by-province.html?year=2019"]
["Source: Central Bureau of Statistics",null,null,null,null,null,null,null,null,null,null,null,"https://www.bps.go.id/en/statistics-table/2/MjE3OSMy/percentage-of-households-using-safely-managed-sanitation-services-by-province-and-type-of-region--percent-.html"]
[null,null,null,null,null,null,null,null,null,null,null,null,"Province",null,null,null,null,null,null,null,null,null,"Monthly Average Expenditure per Capita For Food and Non Food in Urban Areas by Province, 2007-2023"]
["Number and Percentage of Poor Population by Province, 2021",null,null,null,null,null,null,null,null,null,null,null,null,"Percentage of Households Using Safely Managed Sanitation Services by Province and Type of Region (Percent)"]
["https://www.bps.go.id/id/statistics-table/3/UkVkWGJVZFNWakl6VWxKVFQwWjVWeTlSZDNabVFUMDkjMw==/number-and-percentage-of-poor-people-by-province--2021.html?year=2021",null,null,null,null,null,null,null,null,null,null,null,null,"Urban",null,"Rural",null,"Urban+Rural",null,null,null,null,"Provinsi","Food",null,null,null,null,null,null,null,null,null,null,null,null,null,null,null,null,"Non food",null,null,null,null,null,null,null,null,null,null,null,null,null,null,null,null,"Total",null,null,null,null,null,null,null,null,null,null,null,null,null,null,null,null,null,null,null,null,2020]
["Province","Poverty Line - March","Poverty Line - September","Number of Poor People - March (thousand)","Total Poor Population - September (thousands)","Percentage of Poor Population - March","Percentage of Poor Population - September",null,null,null,null,null,null,2022,2023,2022,2023,2022,2023,null,null,null,null,2007,2008,2009,2010,2011,2012,2013,2014,2015,2016,2017,2018,2019,2020,2021,2022,2023,2007,2008,2009,2010,2011,2012,2013,2014,2015,2016,2017,2018,2019,2020,2021,2022,2023,2007,2008,2009,2010,2011,2012,2013,2014,2015,2016,2017,2018,2019,2020,2021,2022,2023,null,null,"Province","Household","Average Number of Household Members"]
["Aceh",541109,"...",834.24,"...",15.33,"...","Aceh",null,null,null,null,"Aceh",26.26,25.38,12.09,12.65,16.91,17.190000000000001,null,null,null,"Aceh",226639,258233,315245,341142,383579,432567,458451,505525,466355,548853.91883793136,610732.83591156336,637432.70079433022,639421.19338393991,655222.73528696818,734401.67832920898,736172.71197438065,771155.34854826948,210374,249377,256204,307607,373271,385949,470393,470402,529945,559492.74093716731,576134.76434543345,633864.91840159358,640399.79737128317,704431.00786725944,724090.59522931383,716409.23139208416,715014.59023639315,437013,507609,571449,648749,756850,818516,928844,975927,996300,1108346.6597750988,1186867.6002569967,1271297.6191959199,1279820.9907552232,1359653.7431542277,1458492.2735585228,1452581.9433664647,1486169.9387846626,null,null,"Aceh",1273.9000000000001,4.2]
["Bali",452221,"...",201.97,"...",4.53,"...","Bali",null,null,null,null,"Bali",18.45,20.07,8.08,4.96,15.38,15.42,null,null,null,"Bali",212090,215944,241671,311931,358825,354780,494245,525101,441921,495437.58321817842,629479.35208183189,646596.44138360117,649854.48333960166,724978.01087571925,667606.3372543786,639073.73204170587,778289.30561425327,307687,279358,335150,418290,579469,692752,701899,754814,737657,731649.82231921714,915099.00031518331,899792.15144080878,887615.7582955017,973020.86232599185,963313.91073053866,950309.57242779899,1155174.6434807174,519777,495302,576821,730221,938294,1047532,1196144,1279915,1179578,1227087.4055373955,1544578.3523970153,1546388,1537470.2416351032,1697998.8732017116,1630920.2479849174,1589383.3044695049,1933463.9490949707,null,null,"Bali",1150.0999999999999,3.8]
["Banten",530363,"...",867.23,"...",6.66,"...","Banten",null,null,null,null,"Banten",18.510000000000002,18.329999999999998,5.31,4.93,15.25,15.39,null,null,null,"Banten",224839,234802,277154,338135,361735,409639,469412,497031,526737,578602.73504038318,681921.93261899031,722162.88556714333,755744.98749569908,809917.76275391679,789596.95000118203,867898.17711677274,889286.07277295226,325445,324416,360507,470739,460828,427501,469137,545593,677002,740307.25322312489,768846.65001485101,860591.39450324862,857116.34302738972,890708.37272818096,902648.2778547674,908923.03958934941,1030413.1864975644,550284,559219,637662,808875,822563,837140,938549,1042624,1203739,1318909.9882635081,1450768.5826338413,1582754.2800703919,1612861.3305230888,1700626.1354820938,1692245.2278559494,1776821.2167061223,1919699.2592705167,null,null,"Banten",3168.5,4.0999999999999996]
["Bengkulu",548934,"...",306,"...",15.22,"...","Bengkulu",null,null,null,null,"Bengkulu",10.09,10.119999999999999,1.02,0.9,3.97,4.05,null,null,null,"Bengkulu",193165,200057,220732,299906,324352,343106,366328,412372,434462,501705.59004454338,546294.76745450532,599850.9935515729,608544.02726234077,636828.50598167197,644543.91055078991,688085.51788131229,733210.42776438885,236294,231314,227323,303222,338855,365968,507034,507762,555949,695404.90115021833,715282.77237239981,812762.73021132092,814178.95046634367,855378.34892838181,820709.57730839844,795497.66433460545,918443.3530564314,429458,431371,448055,603128,663207,709074,873362,920134,990410,1197110.4911947618,1261577.5398269051,1412613.7237628938,1422722.9777286844,1492206.8549100549,1465253.4878591883,1483583.1822159179,1651653.7808208202,null,null,"Bengkulu",502,4]
["D.I. Yogyakarta",482855,"...",506.45,"...",12.8,"...","D.I. Yogyakarta",null,null,null,null,"D.I. Yogyakarta",19.34,19.27,6.9,7.01,16.37,16.23,null,null,null,"D.I. Yogyakarta",181086,199260,232932,270885,302958,361214,388200,341149,385061,466841.92273010389,524042.84724437789,569840.84449878335,587032.1140547439,629172.7804271942,638605.57035336574,676491.72235691664,779731.19052654086,280053,293985,314807,385305,399829,440295,515017,555749,697510,765698.40987067472,777961.17102552555,904012.37102111999,931711.67028370046,977178.09486947407,958089.36280204775,984701.10122129822,1151017.4388864099,461139,493245,547739,656190,702787,801509,903217,896898,1082571,1232540.3326007787,1302004.0182699035,1473853.2155199032,1518743.7843384445,1606350.8752966684,1596694.9331554135,1661192.8235782147,1930748.6294129507,null,null,"D.I. Yogyakarta",1155.5999999999999,3.3]
["DKI Jakarta",697638,"...",501.92,"...",4.72,"...","DKI Jakarta",null,null,null,null,"DKI Jakarta",21.75,23.1,"-","-",21.75,23.1,null,null,null,"DKI Jakarta",272821,313878,357934,398782,457669,519028,603269,623186,615486,692206.55120170489,797828.39122503356,847846.53042517579,877448.68652140629,944687.08650659188,923932.80336039152,953320.89197658736,1055896.0281277637,500586,549789,580449,625432,898019,884071,925160,1085089,1157945,1184441.3271501479,1199617.9916546892,1191309.8275765791,1278663.5847001683,1313304.3904666286,1412496.6307779131,1572026.4771673668,1735819.7258434808,773407,863667,938383,1024214,1355688,1403098,1528429,1708275,1773431,1876647.8783518528,1997446.3828797229,2039157,2156112.2712215744,2257991.476973217,2336429.4341383046,2525347.369143954,2791715.7539712442,null,null,"DKI Jakarta",2758.7,3.8]
["Gorontalo",389827,"...",186.29,"...",15.61,"...","Gorontalo",null,null,null,null,"Gorontalo",5.1100000000000003,5.17,1.2,3.26,2.94,4.1399999999999997,null,null,null,"Gorontalo",175183,186260,202468,260413,314046,319105,334025,367410,400853,458798.95323973626,525875.42064401333,501436.58732692891,519468.92055773386,532422.57194597123,593594.63091870164,576110.48300432204,641112.82525315229,231308,202981,197485,277089,361647,365828,405979,463936,541711,567969.2688459279,680550.31708849664,653909.60971008078,754067.50583941641,811910.97321598744,798884.25656695152,862767.42219280533,871633.9189691483,406491,389240,399953,537502,675692,684933,740003,831346,942564,1026768.2220856642,1206425.7377325101,1155347,1273536.4263971504,1344333.5451619592,1392478.8874856532,1438877.9051971273,1512746.7442223006,null,null,"Gorontalo",282.5,4.3]
["Jambi",506355,"...",293.86,"...",8.09,"...","Jambi",null,null,null,null,"Jambi",13.9,14.24,7.33,7.22,9.44,9.59,null,null,null,"Jambi",224889,209364,243003,287309,351105,376633,413120,469248,464204,523615.46826640808,611922.61533844133,625663.87783843977,632452.18995534594,640957.76572125207,673352.64140624017,710704.81788602017,776810.1388329094,254446,234962,239804,279662,354921,401337,452634,433134,556527,624606.33095395705,641117.14464240777,649402.78295721789,684518.33557224297,733847.51200231945,753362.69739044458,796193.72997692833,925266.513206715,479335,444326,482807,566971,706026,777970,865754,902382,1020732,1148221.799220365,1253039.759980849,1275066.6607956577,1316970.525527589,1374805.2777235713,1426715.3387966848,1506898.5478629484,1702076.6520396243,null,null,"Jambi",901.8,4]
["Jawa Barat",427402,"...",4195.34,"...",8.4,"...","Jawa Barat",null,null,null,null,"Jawa Barat",12.25,11.5,3.56,6.9,10.29,10.49,null,null,null,"Jawa Barat",199577,223205,239201,278285,322195,380259,413777,406530,448748,514628.44546210632,593467.75704180601,626039.46775321767,659200.41573570273,682461.30835975264,698336.28914994514,729521.1513019799,780433.90418072685,244837,255333,289004,293690,385386,385707,447852,505206,566242,599330.91964173678,625683.54086045024,707932.46552642505,715976.46807565494,748323.70870320359,776090.38952298451,810707.30432965828,892796.2184570703,444414,478538,528206,571975,707581,765967,861629,911736,1014991,1113959.3651038432,1219151.2979022563,1333971,1375176.8838113577,1430785.0170629555,1474426.6786729298,1540228.4556316382,1673230.1226377971,null,null,"Jawa Barat",13075.2,3.8]
["Jawa Tengah",409193,"...",4109.75,"...",11.79,"...","jawa tengah",null,null,null,null,"Jawa Tengah",13.73,14.23,5.72,7.02,9.9,10.83,null,null,null,"Jawa Tengah",156840,178180,193974,225430,249353,306284,313649,340655,350517,409810.44915759849,443810.28689456446,491151.31836894358,500720.78122740792,534296.8480903072,556031.46831934189,609145.14700160606,632940.26923568803,183672,192369,204033,238059,297683,308859,368586,386262,468198,484096.52030196652,493715.12087034003,568887.3729175888,580605.75057200296,618738.38109295676,629212.77840006538,653908.34622859641,716975.66487355495,340513,370549,398007,463488,547036,615142,682235,726917,818715,893906.96945956501,937525.40776490443,1060038,1081326.5317994109,1153035.2291832645,1185244.2467194074,1263053.4932302025,1349915.9341092431,null,null,"Jawa Tengah",9309.1,3.7]
["Jawa Timur",429133,"...",4572.7299999999996,"...",11.4,"...","Jawa Timur",null,null,null,null,"Jawa Timur",13.35,13.83,6.8,6.15,10.42,10.44,null,null,null,"Jawa Timur",165600,191264,220890,250338,287360,291115,325319,378146,427218,487167.90754701535,532127.06663540832,562767.0913845544,554493.44688153616,573351.73877070821,605457.85730514361,640831.84015595575,700162.5224756425,204247,224600,235219,256289,329431,336670,388442,423858,604896,587522.73173841857,613460.65172702866,650784.25634455797,675010.00075128523,681482.60658853257,691588.15719742724,693987.08048748458,820153.74315000488,369847,415864,456109,506627,616790,627784,713760,802004,1032114,1074690.639285434,1145587.7183624371,1213551.3477291125,1229503.4476328213,1254834.3453592351,1297046.014502571,1334818.9206434404,1520316.2656256473,null,null,"Jawa Timur",10955.7,3.6]
["Kalimantan Barat",483454,"...",367.89,"...",7.15,"...","Kalimantan Barat",null,null,null,null,"Kalimantan Barat",6.56,6.49,1.47,1.5,3.31,3.38,null,null,null,"Kalimantan Barat",188844,218161,255780,322786,379884,438635,467944,510316,473082,511593.77715932124,605453.48243482038,624891.04820161511,653100.99511956936,666983.27214248059,685868.24537233845,762281.32323666615,773278.64621733397,204429,230371,264375,367657,431312,436037,509948,648435,526121,605280.35280717607,632936.47175249492,748505.0709585537,753224.0312486483,778369.30495841592,769054.64449528395,793738.04005399183,922006.59751190338,393273,448532,520155,690443,811196,874671,977892,1158751,999203,1116874.1299664974,1238389.9541873154,1373396.1191601688,1406325.0263682175,1445352.5771008937,1454922.8898676224,1556019.363290658,1695285.2437292375,null,null,"Kalimantan Barat",1178.7,4.3]
["Kalimantan Selatan",519150,"...",208.11,"...",4.83,"...","KALIMANTAN SELATAN",null,null,null,null,"Kalimantan Selatan",13.11,11.58,12.54,5.86,12.82,8.6999999999999993,null,null,null,"Kalimantan Selatan",268979,269406,282810,347424,411930,431623,518805,489898,510837,576703.47406736261,687947.24638590158,704312.62264985265,690914.75337200938,749092.8119923292,768244.02583148296,788606.93457482883,780973.12797593919,284486,312730,339666,397557,456277,532456,545287,609233,670407,659884.5415665966,742319.11426105013,786234.41515287838,804377.01230289624,844200.16256700247,876016.36841876234,848192.67076162307,861938.73059911607,553465,582135,622475,744981,868206,964079,1064092,1099131,1181244,1236588.0156339593,1430266.3606469517,1490547.0378027312,1495291.7656749056,1593292.9745593327,1644260.3942502453,1636799.6053364519,1642911.8585750554,null,null,"Kalimantan Selatan",1140.3,3.7]
["Kalimantan Tengah",506982,"...",140.04,"...",5.16,"...","Kalimantan Tengah",null,null,null,null,"Kalimantan Tengah",15.56,12.09,12.84,10.44,13.96,11.16,null,null,null,"Kalimantan Tengah",230792,283938,308212,326759,408361,428808,454453,517271,506106,571463.47488290677,648916.35316241498,660147.95363909181,683518.71704600565,708823.18574334739,729454.93930177321,742369.41364948486,767756.39008593676,225939,239637,264614,278194,377446,453917,550440,578692,549096,656184.9581347733,693047.91339274135,754485.33238603338,782544.71896053513,837135.37807165144,831203.16331312759,800765.44653587055,842227.99031446851,456731,523575,572826,604954,785806,882724,1004892,1095963,1055202,1227648.43301768,1341964.2665551563,1414633.2860251251,1466063.4360065409,1545958.5638150012,1560658.1026149008,1543134.8601853554,1609984.3804004053,null,null,"Kalimantan Tengah",704.3,3.9]
["Kalimantan Timur",689035,"...",241.77,"...",6.54,"...","Kalimantan Timur",null,null,null,null,"Kalimantan Timur",10.11,10.97,6.67,5.01,9.06,9.14,null,null,null,"Kalimantan Timur",250671,281603,370349,427256,442723,500364,549820,570864,580661,609280.8013687405,702593.28280336736,741670.58841161884,752592.45399260428,824955.49866811722,762309.89386652224,840814.04166271572,906374.34291548654,356808,421310,494474,538227,605591,623081,732971,760951,736387,821085.09935934714,916652.70837312005,986254.55920870381,1014134.165858945,1103204.3132012435,1115032.0001564303,1107670.3463643906,1204360.7377955269,607479,702914,864823,965483,1048314,1123445,1282792,1331815,1317048,1430365.9007280876,1619245.9911764874,1727926,1766726.6198515492,1928159.8118693593,1877341.8940229525,1948484.3880271064,2110735.0807110136,null,null,"Kalimantan Timur",925.3,4]
["Kalimantan Utara",710994,"...",52.86,"...",7.36,"...","kalimantan utara",null,null,null,null,"Kalimantan Utara",7.6,7.65,2.34,2.57,5.68,5.84,null,null,null,"Kalimantan Utara","-","-","-","-","-","-","-","-",536894,586024.67997334304,750225.37931200641,699406.49775716208,738912.82222443947,765815.60867890879,779047.01874650817,762995.56563570001,817846.18936685508,"-","-","-","-","-","-","-","-",623024,707551.93995627912,771073.49857945787,837431.59851904202,848855.63856053236,928045.40102223423,934656.48197270231,896808.9535053682,981495.02371204284,"-","-","-","-","-","-","-","-",1159918,1293576.6199296222,1521298.8778914642,1536838.0962762041,1587768.4607849717,1693861.0097011442,1713703.5007192106,1659804.5191410682,1799341.2130788979,null,null,"Kalimantan Utara",167.2,4.4000000000000004]
["Kepulauan Bangka Belitung",752203,"...",72.709999999999994,"...",4.9000000000000004,"...","Kepulauan Bangka Belitung",null,null,null,null,"Kepulauan Bangka Belitung",9.25,8.27,3.52,2.93,6.78,6.12,null,null,null,"Kepulauan Bangka Belitung",263406,284162,303406,380298,393810,442601,550081,590025,606905,633225.23889496946,784861.77437403391,757618.83492185362,807682.25573903753,812631.51579562924,826951.01541996945,906502.00838140724,903074.93818485108,217734,264755,311126,383751,383301,468917,535297,581117,613072,722576.01429503423,795826.9516225952,838278.63498047716,883969.54892642726,854352.72837650648,859389.62156065472,874034.89220246987,956634.93751614762,481141,548917,614532,764049,777111,911518,1085378,1171142,1219977,1355801.2531900038,1580688.7259966291,1595898,1691651.8046654649,1666984.2441721354,1686340.6369806242,1780536.9005838772,1859709.8757009986,null,null,"Kepulauan Bangka Belitung",379.3,3.9]
["Kepulauan Riau",642425,"...",144.46,"...",6.12,"...","Kepulauan Riau",null,null,null,null,"Kepulauan Riau",14.87,13.43,16.52,2.15,15.04,12.16,null,null,null,"Kepulauan Riau",267165,301036,330344,388302,437751,481921,524552,592970,625859,714538.0256009202,794255.92068439908,774057.18272064987,809149.00432607997,819974.14373945817,842908.83244030073,868121.87766950217,887788.48444575828,358745,381144,375648,410110,514845,572809,653772,764558,809066,842368.89275179757,869299.62660666183,881087.99989261676,1044092.4040409169,1023031.7484817159,1068082.4619496409,1044718.4125541956,1192939.5891325336,625910,682181,705993,798412,952596,1054730,1178323,1357528,1434924,1556906.9183527178,1663555.5472910609,1655145.1826132666,1853241.4083669968,1843005.8922211779,1910991.2943899417,1912840.2902236977,2080728.073578292,null,null,"Kepulauan Riau",579.4,3.8]
["Lampung",471439,"...",1083.93,"...",12.62,"...","Lampung",null,null,null,null,"Lampung",7.78,8.52,1.1100000000000001,1.33,3.21,3.72,null,null,null,"Lampung",217916,209458,228316,271181,305734,338261,405210,422069,447587,491261.87445396744,558327.2544818169,560502.66696548427,570592.61326223367,587511.37150030991,622926.39602048427,644379.17210351152,690693.34905305773,329527,288214,275503,314309,351031,376967,438876,473544,538560,551369.57297051768,569779.38211700739,616817.10806183075,620054.66336997738,643043.50550292979,693670.86559502105,674903.91913629847,798498.06945338333,547443,497672,503819,585489,656766,715229,844087,895613,986147,1042631.4474244851,1128106.6365988243,1177319.7750273151,1190647.2766322112,1230554.8770032416,1316597.2616155054,1319283.09123981,1489191.4185064412,null,null,"Lampung",2141.1,3.9]
["Maluku",587730,"...",321.81,"...",17.87,"...","maluku",null,null,null,null,"Maluku",7.34,6.32,3.12,3.01,5.01,4.3899999999999997,null,null,null,"Maluku",217097,232003,247366,262616,333695,403908,414484,465179,486374,511198.40158877429,556649.4137112262,623805.76829775621,601811.48028578004,620871.38034225197,642907.38441981166,678816.72281673434,666162.44422807195,234650,233809,229082,239822,406185,406085,484342,528522,511825,584709.08321472036,586860.47826605733,685306.268983457,688358.55089701794,755607.5029599783,803427.61089848587,787907.4412005333,873972.05861756264,451747,465812,476448,502438,739880,809993,898826,993701,998199,1095907.4848034945,1143509.8919772836,1309112.0372812133,1290170.0311827981,1376478.8833022316,1446334.9953182975,1466724.1640172675,1540134.5028456347,null,null,"Maluku",374.6,4.8]
["Maluku Utara",489375,"...",87.16,"...",6.89,"...","Maluku Utara",null,null,null,null,"Maluku Utara",2.0499999999999998,1.53,1.21,1.67,1.46,1.63,null,null,null,"Maluku Utara",267331,275301,338486,371122,344662,340350,460042,471080,465188,466434.3612485741,597199.34042936913,630536.90378319484,637731.40175865556,662540.97082753456,678260.26754017652,655075.5934736752,730587.91408171365,256065,330755,399622,438314,430976,502200,480250,564673,510105,619048.0700562268,725689.40174388408,830529.84694747825,837159.14395632071,868166.55309636774,839119.01234316954,778805.41088774265,903807.60045530694,523396,606056,738107,809436,775638,842550,940292,1035753,975292,1085482.4313048008,1322888.7421732531,1461066.7507306731,1474890.5457149763,1530707.5239239016,1517379.2798833461,1433881.0043614178,1634395.5145370206,null,null,"Maluku Utara",259.39999999999998,4.8]
["Nusa Tenggara Barat",423505,"...",746.66,"...",14.14,"...","Nusa Tenggara Barat",null,null,null,null,"Nusa Tenggara Barat",8.43,8.67,3.8,3.54,6.1,6.21,null,null,null,"Nusa Tenggara Barat",160540,186472,191821,249107,271368,341243,337101,420182,373402,442888.60867359064,490606.13304269285,565819.67527313682,573132.36370397662,613446.23621459445,683662.15471456363,707430.44251054991,766450.73884547432,151503,172259,207458,274540,243507,234901,303305,350931,381980,431455.68581273057,460071.05589214392,468883.7228262712,559054.74368645856,598236.63054839091,658565.16937929136,582407.50002533337,635908.42997071357,312043,358731,399278,523647,514875,576144,640406,771113,755382,874344.29448632128,950677.18893483677,1034704,1132187.1073904352,1211682.866762985,1342227.324093855,1289837.9425358833,1402359.1688161879,null,null,"Nusa Tenggara Barat",1407.6,3.6]
["Nusa Tenggara Timur",415116,"...",1169.31,"...",20.99,"...","Nusa Tenggara Timur",null,null,null,null,"Nusa Tenggara Timur",5.88,5.08,1.07,1.49,2.35,2.5,null,null,null,"Nusa Tenggara Timur",200895,204344,236813,273831,311872,322582,365825,381649,401053,426417.6510222716,518425.42695392738,542216.32910604554,539898.5541050809,574081.22523908224,600232.9508485219,581779.60962111712,583841.07407566125,211239,222672,252259,276699,344530,368842,423871,513543,473374,526696.61987655167,574119.85979992512,579797.30093362671,613889.69390074897,672776.60745062085,663311.82543029485,676439.48076917313,725825.41853575932,412133,427016,489072,550530,656402,691424,789696,895192,874428,953114.27089882328,1092545.2867538524,1122013,1153788.2480058298,1246857.8326897018,1263544.7762788166,1258219.0903902901,1309666.4926114206,null,null,"Nusa Tenggara Timur",1181.5,4.5999999999999996]
["Papua",591959,"...",920.44,"...",26.86,"...","Papua",null,null,null,null,"Papua",8.64,4.96,5.68,0.53,6.47,1.82,null,null,null,"Papua",324366,333558,392730,415596,448305,514838,557115,772584,666922,668005.55162030435,795023.82445658103,749489.55016192491,789028.74210121226,800970.62748456013,823762.52252592961,904600.27526321937,908617.28465517762,336276,364421,366232,381501,499060,525317,656825,483316,739704,746974.46947018174,798850.73451817839,857375.4826301256,889117.09283741552,909040.87815245334,894668.17407658673,979502.90289774234,1073603.3112331557,660642,697979,758961,797097,947365,1040154,1213940,1255900,1406626,1414980.0210904861,1593874.5589747594,1606865.0327920504,1678145.8349386277,1710011.5056370124,1718430.6966025163,1884103.1781609617,1982220.5958883334,null,null,"Papua",784.7,4.3]
["Papua Barat Daya",631418,"...",219.07,"...",21.84,"...","Papua Barat Daya",null,null,null,null,"Papua Barat Daya",7.68,8.77,2.13,1.75,4.46,4.63,null,null,null,"Papua Barat Daya",249422,281021,365174,406785,477629,511296,579221,587378,593203,578480.34761419729,625250.30607905448,688191.15487413586,734698.31873763702,757592.64872444328,767908.78546750487,761378.37840021111,817128.20762100071,223745,249604,350537,434326,605640,601530,672030,783891,676879,725085.6143656848,814450.75019623607,819391.34121329209,872356.98975101323,880007.47613015678,969587.84422454773,883993.06384326576,957781.91121798649,473167,530625,715711,841111,1083269,1112825,1251251,1371269,1270082,1303565.9619798821,1439701.0562752904,1507582.4960874279,1607055.3084886502,1637600.1248546012,1737496.6296920525,1645371.4422434769,1774910.1188389873,null,null,"Papua Barat Daya",211.9,4.5]
["Riau",565937,"...",500.81,"...",7.12,"...","Riau",null,null,null,null,"Riau",16.18,19.14,13.41,11.62,14.51,14.64,null,null,null,"Riau",266597,285064,328636,356537,424696,525993,546166,558444,530836,599303.09354455268,643136.8884020308,644937.99178669194,680685.76202338981,744846.27483757108,714406.64007400547,794813.26991058106,830290.0690914772,326635,328559,329662,362172,503248,554568,587504,632006,661673,701840.07169403462,661941.5965416492,744298.81380279153,800946.89768936241,909577.1424701151,868308.24663525028,887487.27583462256,970504.43171825528,593232,613623,658298,718709,927943,1080560,1133670,1190450,1192509,1301143.1652385872,1305078.48494368,1389236.8055894836,1481632.6597127523,1654423.417307687,1582714.8867092556,1682300.5457452037,1800794.5008097324,null,null,"Riau",1673.9,4.2]
["Sulawesi Barat",364251,"...",157.19,"...",11.29,"...","Sulawesi Barat",null,null,null,null,"Sulawesi Barat",2.37,3.71,0.91,1.94,1.19,2.31,null,null,null,"Sulawesi Barat",162826,182489,180629,254171,271260,279027,322191,324124,367632,413761.23919988074,442691.43150254973,505349.83148661093,523244.86407031096,526949.92732966109,500120.1395276679,567136.19248168729,629008.87223413738,110203,141728,171992,262174,231118,282739,282775,305705,369746,434140.40271701908,492846.48661836918,560624.04496451409,601146.04314753378,658711.01516108715,637081.62453152263,733418.76716644468,747234.50532953499,273029,324217,352621,516345,502377,561766,604966,629829,737378,847901.64191689983,935537.91812091891,1065973.8764511249,1124390.9072178449,1185660.9424907481,1137201.7640591906,1300554.9596481319,1376243.3775636724,null,null,"Sulawesi Barat",308.39999999999998,4.5]
["Sulawesi Selatan",372491,"...",784.98,"...",8.7799999999999994,"...","Sulawesi Selatan",null,null,null,null,"Sulawesi Selatan",14.17,18.760000000000002,11.84,7.74,12.92,12.83,null,null,null,"Sulawesi Selatan",200088,217727,256990,323848,318992,337460,360511,402456,436956,505254.47741302958,537563.60318306391,593699.14562737197,566414.17042024061,597001.95181058091,608651.18031997816,647737.35229097377,671868.78826977767,247415,267649,329139,366147,366609,404453,466832,479392,575266,688464.53559384448,719573.40631293075,712200.07501650148,724941.02013421268,729927.61777912325,760367.52535918693,749233.32335345354,842180.91739919013,447502,485376,586129,689996,685601,741913,827342,881848,1012222,1193719.0130068741,1257137.0094959945,1305899.2206438733,1291355.1905544533,1326929.5695897092,1369018.7056791652,1396970.6756444273,1514049.7056689677,null,null,"Sulawesi Selatan",2029.9,4.4000000000000004]
["Sulawesi Tengah",496872,"...",404.44,"...",13,"...","Sulawesi Tengah",null,null,null,null,"Sulawesi Tengah",8.5500000000000007,13.69,6.08,3.93,6.87,7.16,null,null,null,"Sulawesi Tengah",188171,218058,243461,281251,344858,425229,402883,460173,429317,509944.4310322174,586401.49614545365,547295.76561951102,607647.8701439586,580886.42817316228,570842.03416255408,613756.53285447869,677856.60243903392,194534,238464,307123,390051,399098,448929,594881,623276,629817,667676.91978093679,714936.57175780786,715402.08764977858,710733.90434251283,757707.23615118954,753993.45802465768,718121.79830700497,760933.56189672754,382705,456522,550584,671302,743956,874158,997763,1083449,1059134,1177621.3508131541,1301338.0679032616,1262697.8532692897,1318381.7744864714,1338593.6643243502,1324835.4921872118,1331878.3311614837,1438790.1643357615,null,null,"Sulawesi Tengah",719,4.2]
["Sulawesi Tenggara",378589,"...",318.7,"...",11.66,"...","Sulawesi Tenggara",null,null,null,null,"Sulawesi Tenggara",3.96,3.67,0.92,0.85,2.0299999999999998,1.93,null,null,null,"Sulawesi Tenggara",199921,203898,236087,335709,325118,340137,362990,358190,385082,439023.63902522629,483415.78923471097,534142.48011025903,551172.53898580151,572118.50526002957,593610.68616718356,605702.40991606121,620644.92291106109,205799,238903,347976,419208,419952,445349,489702,541703,520583,657421.86970268388,652235.34478547808,721815.75118212146,754733.04510088102,744283.21047191496,789518.8091581373,799979.8815462311,800734.55444193957,405720,442801,584063,754918,745070,785486,852692,899893,905665,1096445.5087279102,1135651.1340201891,1255958.2312923805,1305905.5840866826,1316401.7157319458,1383129.4953253209,1405682.2914622924,1421379.4773530005,null,null,"Sulawesi Tenggara",608.70000000000005,4.4000000000000004]
["Sulawesi Utara",410805,"...",196.35,"...",7.77,"...","Sulawesi Utara",null,null,null,null,"Sulawesi Utara",8.91,8.65,3.14,3.15,6.33,6.22,null,null,null,"Sulawesi Utara",199297,186399,200747,286724,327688,390854,444603,436506,459988,545514.48587353737,673045.10364066262,611677.96433785593,603629.77880289871,629699.84189714212,649716.39661141415,711700.20830074116,706243.61082261358,230259,195474,211392,311195,409939,459041,496357,538656,519694,605107.3983756894,665212.97028592334,783585.97167665034,698123.90322081349,764264.72587842925,703347.32618349849,663541.43646512041,768610.99715588544,429556,381873,412139,597919,737628,849894,940960,975162,979682,1150621.8842492267,1338258.073926586,1395263.9360145063,1301753.6820237122,1393964.567775571,1353063.7227949128,1375241.6447658616,1474854.607978499,null,null,"Sulawesi Utara",640.9,3.9]
["Sumatera Barat",568703,"...",370.67,"...",6.63,"...","sumatera barat",null,null,null,null,"Sumatera Barat",14.84,12.92,2.17,4.2,8.4499999999999993,8.57,null,null,null,"Sumatera Barat",252168,263491,299590,344099,409639,423032,447972,521275,509609,583696.15234285023,639600.31507043063,663365.96417574363,663548.87471774966,698667.62412664155,718095.02898533875,756882.84759651567,797393.86224440997,256064,250303,285526,326710,384824,416834,519086,506440,578890,610624.7057982526,625397.34967049304,705784.86449974461,709405.94207856792,753188.07937583816,764266.87939639273,781204.95733598736,806960.39197144785,508232,513794,585115,670809,794462,839867,967058,1027715,1088499,1194320.8581411028,1264997.6647409238,1369150.8286754882,1372954.8167963177,1451855.7035024778,1482361.9083817315,1538087.804932503,1604354.2542158579,null,null,"Sumatera Barat",1291.4000000000001,4.2]
["Sumatera Selatan",457455,"...",1113.76,"...",12.84,"...","Sumatera Selatan",null,null,null,null,"Sumatera Selatan",9.51,9.27,1.42,1.75,4.33,4.54,null,null,null,"Sumatera Selatan",199431,216856,248475,284268,324594,343788,408355,480765,418794,513874.46140894527,581213.80023775937,568797.67358191824,536802.34918795142,584583.10763848422,611880.82965201116,674968.20084944461,708235.94560578302,200374,215115,243277,272873,273395,445946,440030,538378,514708,569719.24309156591,589322.71092944767,637747.3131786437,608271.39399316511,637679.33489720558,670505.1724769579,685547.61748370167,742847.6403320058,399804,431971,491752,557141,597989,789734,848385,1019143,933502,1083593.7045005113,1170536.511167207,1206544.9867605618,1145073.7431811164,1222262.4425356886,1282386.0021289689,1360515.8183331462,1451083.5859377887,null,null,"Sumatera Selatan",2060.1999999999998,4.0999999999999996]
["Sumatera Utara",525756,"...",1343.86,"...",9.01,"...","Sumatera Utara",null,null,null,null,"Sumatera Utara",8.92,9.91,4.6399999999999997,3.5,7.05,7.14,null,null,null,"Sumatera Utara",207606,227521,257661,288594,324392,349032,363478,416319,416073,493141.83878636669,553690.72086550493,586199.05856379773,612136.19385725504,643456.38178988895,630458.65463640483,689463.8533197213,735644.02046096837,225606,250148,274781,328487,312932,316579,380777,381027,453609,474404.38105567137,491793.20973309089,544628.98012238974,587371.78172906907,639799.51468285976,657135.33006761142,668871.62191147648,723743.13828586484,433212,477669,532442,617081,637325,665611,744255,797346,869682,967546.21984203812,1045483.9305985959,1130828.0386861875,1199507.975586324,1283255.8964727463,1287593.9847040162,1358335.4752311977,1459387.1587468332,null,null,"Sumatera Utara",3399.8,4.3]
["Indonesia",472525,"...",27542.77,"...",10.14,"...",null,null,null,null,null,"INDONESIA",13.54,13.67,5.52,5.37,10.16,10.210000000000001]
[null,null,null,null,null,null,null,null,null,null,null,null,null,null,null,null,null,null,null,null,null,null,"Indonesia",201218,222980,250873,291678,332509,375110,414170,439770,457312,520630.86111672653,590082.49669709813,620962.32236729376,637131.96135848516,670303.97411042103,681277.91553212714,721083.77442952886,769112.28099293262,257707,273020,298220,335365,416551,431426,488915,538948,617352,647500.47668246052,673443.63675007445,729562.10643382254,751079.83608748403,785332.52899049409,806048.63735083828,828158.72501684271,922337.6239302574,458925,496000,549093,627043,749060,806536,903085,978718,1074664,1168131.3377991871,1263526.1334471726,1350524.4288011163,1388211.7974459692,1455636.5031008986,1487326.5528829654,1549242.4994463716,1691449.9049231899,null,null,"Indonesia",68700.7,3.9]
[null,null,null,null,null,null,null,null,null,null,null,null,"Metadata Indikator",null,null,null,null,null,null,null,null,null,"Catatan:"]
[null,null,null,null,null,null,null,null,null,null,null,null,"Indikator","Konsep","Definisi","Interpretasi","Metode Perhitungan","Rumus","Ukuran",null,null,null," - Data 2012, diolah dari Hasil Survei Sosial Ekonomi Nasional (Susenas) Triwulan I-2012, BPS"]
[null,null,null,null,null,null,null,null,null,null,null,null,"Persentase rumah tangga yang menggunakan layanan sanitasi yang dikelola secara aman, termasuk fasilitas cuci tangan dengan air dan sabun ","Persentase rumah tangga yang menggunakan layanan sanitasi yang dikelola secara aman, termasuk sarana cuci tangan dengan air dan sabun, diukur melalui 5 (lima) indikator: Indikator 6.2.1.(a) Persentase rumah tangga yang memiliki fasilitas cuci tangan dengan sabun dan air; Indikator 6.2.1.(b) Persentase rumah tangga yang memiliki akses terhadap sanitasi layak;  Indikator 6.2.1.(c) Persentase rumah tangga yang masih mempraktikkan buang air besar sembarangan (BABS) di tempat terbuka; Indikator 6.2.1.(d) Persentase rumah tangga yang memiliki akses  terhadap sistem pengelolaan air limbah domestik  terpusat (SPALD-T); dan Indikator 6.2.1.(e) Persentase rumah tangga yang terlayani sistem pengelolaan lumpur tinja.\r\n","Akses Aman adalah apabila rumah tangga memiliki fasilitas sanitasi sendiri, dengan bangunan atas dilengkapi kloset dengan leher angsa, dan bangunan bawahnya menggunakan tangki septik yang disedot setidaknya sekali dalam 5 (lima) tahun terakhir dan diolah dalam instalasi pengolahan lumpur tinja (IPLT), atau tersambung ke sistem pengolahan air limbah domestik terpusat (SPALD-T).   Akses Layak Sendiri adalah: (i) apabila rumah tangga (di perkotaan atau di perdesaan) menggunakan fasilitas sendiri, dimana bangunan atas dilengkapi kloset dengan leher angsa dan bangunan bawahnya menggunakan tangki septik; (ii) untuk di perdesaan, apabila rumah tangga menggunakan fasilitas sendiri, dimana bangunan atas dilengkapi kloset dengan leher angsa dan bangunan bawahnya lubang tanah. Akses Layak Bersama adalah: (i) apabila rumah tangga (di perkotaan atau di perdesaan) menggunakan fasilitas bersama dengan rumah  tangga lain tertentu, dimana bangunan atas  dilengkapi kloset dengan leher angsa dan bangunan bawahnya menggunakan tangki septik atau IPALD; (ii) khusus di perdesaan, apabila rumah tangga menggunakan fasilitas bersama rumah tangga lain tertentu, dimana bangunan atas dilengkapi kloset dengan leher angsa dan bangunan bawahnya lubang tanah. Akses Belum Layak adalah (i) apabila rumah tangga di perkotaan menggunakan fasilitas sanitasi sendiri atau bersama dengan rumah tangga tertentu, dengan jenis kloset leher angsa dan bangunan bawah lubang tanah; (ii) apabila rumah tangga (di perkotaan atau di perdesaan) menggunakan fasilitas sendiri atau bersama, dimana bangunan atas menggunakan plengsengan dengan dan tanpa tutup, dan cubluk/ cemplung, dengan bangunan bawahnya tangki septik/ IPALD/ lubang tanah; serta (iii) apabila rumah tangga (di perkotaan atau perdesaan) menggunakan fasilitas sanitasi di fasilitas umum (toilet pasar, terminal, masjid, dll). BABS tertutup adalah rumah tangga yang memiliki fasilitas sanitasi dengan pembuangan akhir tinja berupa kolam/ sawah/ sungai/danau/laut dan/atau pantai/tanah lapang/kebun dan lainnya Buang air besar sembarangan (BABS) di tempat terbuka adalah apabila rumah tangga tidak memiliki fasilitas sanitasi atau memiliki fasilitas sanitasi tetapi tidak menggunakannya. Pilar pertama yang terdapat pada lima Pilar Sanitasi Total Berbasis Masyarakat (STBM) adalah Stop Buang Air Besar Sembarangan (Stop BABS) atau  yang dikenal juga dengan Open Defecation Free (ODF). Kondisi Stop BABS adalah kondisi ketika setiap individu dalam suatu komunitas tidak lagi melakukan perilaku buang air besar sembarangan yang berpotensi menyebarkan penyakit. Mencuci tangan dengan sabun dan air. Mencuci tangan dengan air saja tidak cukup. Menurut penelitian, perilaku mencuci tangan pakai sabun merupakan intervensi kesehatan yang paling murah dan efektif dilakukan dibandingkan dengan cara lainnya untuk mengurangi risiko penularan  penyakit. Data yang diukur menggunakan  variabel kombinasi antara perilaku cuci tangan dan ketersediaan sarana prasarana cuci tangan dengan sabun dan air. Hal ini dimaksudkan agar variabel yang diukur dapat secara tepat menggambarkan kondisi populasi yang memiliki fasilitas cuci tangan disertai dengan perilaku mencuci tangan dengan sabun dan air, sehingga lebih tepat sasaran. Lumpur tinja adalah campuran padatan dan fluida yang diambil dari sub-sistem pengolahan setempat (tangki septik). Instalasi pengolahan lumpur tinja (IPLT) adalah instalasi tempat mengolah lumpur tinja rumah tangga agar aman untuk dibuang ke perairan.\r\n","Indikator ini digunakan untuk pengukuran akses sanitasi layak, akses sanitasi aman, dan persentase praktik buang air besar sembarangan yang sangat penting untuk mengetahui tingkat pemenuhan kebutuhan masyarakat terhadap pengelolaan air limbah domestik terkait tingkat kesehatan masyarakat dan gambaran pencemaran air dari sumber air limbah domestik. Pengukuran persentase rumah tangga yang memiliki fasilitas cuci tangan menggunakan air dan sabun memberikan gambaran mengenai perilaku masyarakat yang mendukung peningkatan kualitas kesehatan masyarakat.\r\n","-","-","Persentase\r\n",null,null,null,"- Data 2013, diolah dari Hasil Survei Sosial Ekonomi Nasional (Susenas) Triwulan I-2013, BPS"]
[null,null,null,null,null,null,null,null,null,null,null,null,null,null,null,null,null,null,null,null,null,null,"- Data 2014, diolah dari Hasil Survei Sosial Ekonomi Nasional (Susenas) Triwulan I-2014, BPS"]
[null,null,null,null,null,null,null,null,null,null,null,null,null,null,null,null,null,null,null,null,null,null,"1) Data masih bergabung dengan Provinsi Kalimantan Timur"]
[null,null,null,null,null,null,null,null,null,null,null,null,null,null,null,null,null,null,null,null,null,null,"Sumber : Publikasi Statistik Indonesia"]

{"sheet":"Shortlisted Cities","index":15,"n_rows":30,"n_cols":22,"rows_kept":30,"cut":false,"hidden":true,"merged":[]}
[]
[]
[null,null,{"$f":"Tabs!G3","v":"Kota Cirebon"},null,null,null,null,null,null,null,null,null,null,null,{"$f":"Tabs!G4","v":"Kota Pekanbaru"},null,null,null,null,null,null,{"$f":"Tabs!G5","v":"Kota Samarinda"}]
[null,"General data",null,null,"Source 1 ","title","link","Source 2","title","link"]
[null,"Total city area",37.36,"km2"]
[null,"Area of slum settlements",316,"hectares","315.91ha.","Urban Assessment Report",null,148.53,"Cirebon City","https://data.cirebonkota.go.id/dataset/1f77d8cc-5c17-5c76-ad6c-1fbff3adc73c/dokumen/1c29e800-9a3c-5a99-80ea-94a04c9baa4c"]
[null,"% of slum on total area",{"$f":"C6/(C5*100)","v":8.4582441113490364E-2}]
[null,"Total population",{"$f":"INDEX('Pop-HDI-waste'!$D$4:$D$548,MATCH('Shortlisted Cities'!$C$3,'Pop-HDI-waste'!$C$4:$C$548,0))","v":345578}]
[null,"% population living in slums",0.19400000000000001,"%","World Bank, average for Indonesia"]
[]
[null,"Waste composition"]
[null,"Waste management"]
[null,"Waste landfilled",107,"ton/day","107 ton/day","Urban Assessment Report"]
[]
[]
[]
[]
[]
[]
[]
[]
[]
[]
[]
[]
[]
[]
[]
[]
[null,null,null,null,null,"Data from UN-Habitat"]

{"sheet":"Indicators","index":16,"n_rows":62,"n_cols":6,"rows_kept":62,"cut":false,"hidden":true,"merged":[]}
["city",null,null,"Source ",null,"Source 2"]
["Cirebon"]
[]
[]
[]
[]
[]
[]
[null,"Waste operational equipment"]
[null,"Detailed info available?","Yes/no","Source:","https://data.cirebonkota.go.id/dataset/0c79337c-a9f0-55f1-a455-efa145eeb2c3/dokumen/a8ab5882-276e-5f43-a582-4ad259f75319"]
[]
[]
[]
[]
[null,"Waste amounts",null,null,"Source","https://data.cirebonkota.go.id/dataset/288f2300-bcc2-5037-b648-7a993651f494/dokumen/78eff824-2535-5662-af5f-e0e47f9a4772"]
[null,"7. Waste Volume Per Day","m³",282.291]
[null,"a. Prosecutor's Office","m³",41.005000000000003]
[null,"b. Wungkuk ground","m³",48.920999999999999]
[null,"c. Harjamukti","m³",101.837]
[null,"d. The production","m³",25.939]
[null,"And. Kesambi","m³",64.588999999999999]
[null,"8. Number of Waste Banks","unit",25]
[null,"9. Volume of waste transported to landfill","m³/day",562]
[]
[]
[]
[null,"Waste treatment"]
["Cirebon","% of waste is treated with open dump-landfill in",0.4,"https://www.linkedin.com/pulse/waste-management-indonesia-too-much-issue-improve-we-simply-algamar/"]
[null,"Landfill lifespan","6.6 years from 2019","Article Upaya Teknis Rehabilitasi TPA Sampah Kopi Luhur dengan Sistem Lahan Urug Terkendali"]
[null,"Projects for new sanitary landfills: status (2024)"]
[null,"Indicator: timespan for existing and approved sanitary landfills as of 2024","XX years"]
[null,"TPA: works as open dump or controlled dump","Open dump/controlled dump"]
[null,"Does it qualify as a sanitary landfill? (Cover, bottom layers)","Yes/No"]
[]
[]
[]
[]
[]
[]
[]
[]
["Governance"]
[null,"MANAGEMENT PERFORMANCE INFORMATION DOCUMENT - REGIONAL ENVIRONMENT AUTHORITY","Document available online?","Yes/No","Example: Jakarta","https://lingkunganhidup.jakarta.go.id/publikasi/dikplh"]
[null,null,"Last year available"]
[null,null,"Link"]
[null,"Compliance to the Indonesian Solid Waste Management Act (No. 18/2008): key points considered"]
[null,"SWM Master Plan developed?","Yes/No",null,"reference online"]
[null,"Requires Regency/City governments to provide waste sorting facilities for biodegradable, and recyclable wastes;"]
[null,"Requires the closure of dumps;"]
[null,"Requires that waste be segregated at the source and into at least five (5) categories: Hazardous and toxic waste; Biodegradables; Reusable waste; Recyclable waste; and Other trash;"]
[null,"Requires final waste processing to be done in a controlled landfill, sanitary landfill or by an environmentally friendly technology - Acknowledges waste to energy as an option;"]
[null,"Establishes that District/City governments will collect fees to cover the cost of waste management;"]
[]
[]
[]
[]
[null,"7. Waste Volume Per Day","m³",1319]
[null,"8. Number of Waste Banks","unit",42]
[null,"9. Volume of waste transported to landfill","m³/day",813]
[]
["Economics"]
[null,"% of municipal budget allocated to Solid Waste Management",0.01,"%","https://www.linkedin.com/pulse/waste-management-indonesia-too-much-issue-improve-we-simply-algamar/"]

{"sheet":"Emissions","index":17,"n_rows":9,"n_cols":3,"rows_kept":9,"cut":false,"hidden":true,"merged":[]}
[]
[]
["Greenhouse Gas Emissions (Gg CO2 e)"]
["Emissions from waste"]
["Year",2019,2020]
["CO2",3026,{"$f":"$C$9*3.56/100","v":4513.9732000000004}]
["CH4",113702,{"$f":"$C$9*92.35/100","v":117097.02949999999}]
["N2O",3606,{"$f":"$C$9*4.09/100","v":5185.9973}]
["Total",{"$f":"SUM(B6:B8)","v":120334},126797]

{"sheet":"World Bank","index":18,"n_rows":52,"n_cols":13,"rows_kept":52,"cut":false,"hidden":true,"merged":[]}
["Source: The World Bank. Indonesia: Improvement of Solid Waste Management to Support Regional and Metropolitan Cities - Environmental and Social Management Framework (ESMF)"]
["https://documents1.worldbank.org/curated/en/781051510608417715/Environmental-and-social-management-framework.pdf",null,null,null,null,null,null,null,null,null,null,null,"Score:"]
["Rank","City /District","Size of City","Population (2015)","Population Density (per km2)","TPA Land or Capacity Available to 2025","Waste Handled in City/District","Adipura Score (2016)","Local Gov’t Spending Per Tonne of Waste ($)","Government Commitment Score",null,null,"1. Landfill Capacity and/or Land Available to 2025 (5%)"]
[1,"Magelang","Medium",130052,7181,"Yes",0.98,"76.71",53,91,null,null,"2. Solid Waste Collection Performance (10%)"]
[2,"Balikpapan","Big",689902,1058,"Yes",0.81,"75.94",49,85,null,null,"3. Alternative Funding Sources for Investments (Donor or Private Sector Projects), including recent investment completed (10%)"]
[3,"Bukittinggi","Medium",123529,4894,"No",0.93,"76.84",54,81,null,null,"4. MoEF Adipura Assessment (15%)"]
[4,"Tangerang","Metro",2277329,1384,"Yes",0.9,"75.36",40,78,null,null,"5. MoEF and MPWH expert priority ranking (30%)"]
[5,"Kendari","Medium",347281,964,"Yes",0.74,"76.58",23,76,null,null,"6. Local Gov’t Spending Per Ton of Waste (30%)"]
[6,"Bitung","Medium",204068,620,"No","-","75.36",44,75]
[7,"Pematangsiantar","Medium",248923,3112,"No",0.78,"75.46",41,74]
[8,"Karimun District","Medium",257122,230,"No",0.79,"76.23",38,74]
[9,"Banjarbaru","Medium",230656,538,"Yes",0.89,"75.98",30,73]
[10,"Pare-Pare","Medium",141054,1301,"No",1,"75.36",51,73]
[11,"Probolinggo","Medium",233609,383,"Yes",0.36,"76.67",34,72]
[12,"Sukabumi","Medium",318636,658,"No",0.74,"73.97",37,71]
[13,"Salatiga","Medium",181429,3195,"Yes",0.86,"75.80",23,71]
[14,"Surabaya","Metro",2886130,7889,"No",0.95,"76.48",35,67]
[15,"Makassar","Metro",1461248,6718,"No",0.94,"73.88",17,67]
[16,"Malang","Big",857721,5646,"No",0.97,"74.37",44,67]
[17,"Jakarta","Metro",10510885,2256,"No",0.88,"72.05",61,60]
[18,"Palembang","Metro",1594392,4318,"No",0.95,"74.63",11,50]
[19,"Bau-Bau","Medium",155174,507,"Yes",0.72,"76.40",16,67]
[20,"Payakumbuh","Medium",127894,159,"No",0.97,"76.69",54,64]
[21,"Banda Aceh","Medium",260955,4252,"No",0.99,"76.13",50,63]
[22,"Tebing Tinggi","Medium",156132,5036,"No",0.92,"76.15",30,63]
[23,"Mojokerto","Medium",126491,7685,"No",0.7,"76.24",13,62]
[24,"Madiun","Medium",17927,5285,"No",0.87,"77.47","-",62]
[25,"Banyumas District","Medium",1605371,1202,"Yes",0.52,"76.83",3,61]
[26,"Pasuruan","Medium",196631,5572,"Yes",0.75,"76.94","-",59]
[27,"Blitar","Medium",138005,4236,"No",0.69,"76.29",30,58]
[28,"Jepara District","Medium",1200868,1196,"No",0.88,"75.69",2,58]
[29,"Kudus District","Medium",823873,1938,"No",1,"76.20",12,57]
[30,"Lahat District","Medium",402324,98,"No",0.25,"76.41",16,55]
[31,"Tangerang District","Medium",3330114,347,"Yes",0.7,"61.85",16,53]
[32,"Banyuwangi District","Medium",1605371,278,"No",0.1,"76.54",7,53]
[33,"Cianjur District","Medium",2362521,615,"No",0.13,"76.27",35,52]
[34,"Surakarta","Big",535648,11641,"No",0.99,"73.17",7,52]
[35,"Tanjung Pinang District","Medium",223766,275,"Yes",0.55000000000000004,"76.08","-",52]
[36,"Ambon","Medium",405482,1076,"No",0.71,"76.61",15,50]
[37,"Jambi","Big",609059,2966,"No",0.75,"73.53",16,49]
[38,"Denpasar","Big",876733,67,"Yes",0.94,"73.95","-",49]
[39,"Padang","Big",920034,1324,"Yes",0.6,"73.41",11,46]
[40,"Bandung","Metro",2574149,15352,"Yes",0.8,"74.30",10,45]
[41,"Manado","Big",438212,2626,"No",0.94,"72.07",40,45]
[42,"Medan","Metro",2222974,8385,"No",0.86,"65.44",15,44]
[43,"Semarang","Metro",1675717,4483,"No",0.89,"74.78",10,43]
[44,"Pekanbaru","Big",1100071,1739,"No",0.51,"72.92",36,40]
[45,"Banjarmasin","Big",698619,7095,"No",0.73,"74.16",17,40]
[46,"Depok","Metro",2099310,10481,"No",0.48,"72.32",21,39]
[47,"Cimahi","Medium",661269,14592,"Yes",43,"74.32",8,35]
[48,"Bandung - District","Medium",2574149,23,"Yes",21,"73.88",1,42]
[49,"West Bandung - District","Medium",1670643,168,"Yes",39,"-","-","-"]

{"sheet":"Waste generation","index":19,"n_rows":143,"n_cols":5,"rows_kept":143,"cut":false,"hidden":true,"merged":[[0,0,0,4]]}
["SIPSN - National Waste Management Information System"]
["Year","Province","Regency/City","Daily Waste Generation (ton)","Annual Waste Generation (ton)"]
[2023,"Aceh","Kab. Aceh Selatan",96.49,35217.68]
[2023,"Aceh","Kab. Aceh Tenggara",89.65,32721.37]
[2023,"Aceh","Kab. Aceh Barat",101.43,37021.589999999997]
[2023,"Aceh","Kab. Pidie",177.8,64897.73]
[2023,"Aceh","Kab. Aceh Singkil",52.31,19094.900000000001]
[2023,"Aceh","Kab. Gayo Lues",41.25,15057.13]
[2023,"Aceh","Kab. Aceh Jaya",48.01,17525.11]
[2023,"Aceh","Kab. Aceh Tamiang",122.53,44723.74]
[2023,"Aceh","Kab. Pidie Jaya",81.73,29831.07]
[2023,"Aceh","Kota Banda Aceh",255.81,93370.54]
[2023,"Aceh","Kota Sabang",17.28,6308.37]
[2023,"Aceh","Kota Langsa",94.44,34470.239999999998]
[2023,"Aceh","Kota Subulussalam",47.6,17373.82]
[2023,"Sumatera Utara","Kab. Langkat",521.54999999999995,190367.39]
[2023,"Sumatera Utara","Kab. Simalungun",510.81,186444.74]
[2023,"Sumatera Utara","Kab. Serdang Bedagai",338.23,123453.22]
[2023,"Sumatera Utara","Kota Medan",1768.94,645661.28]
[2023,"Sumatera Utara","Kota Sibolga",62.27,22728.26]
[2023,"Sumatera Barat","Kab. Solok",159.13,58083.03]
[2023,"Sumatera Barat","Kab. Sijunjung",99.92,36471.199999999997]
[2023,"Sumatera Barat","Kab. Tanah Datar",129.82,47382.559999999998]
[2023,"Sumatera Barat","Kab. Padang Pariaman",218.06,79593.539999999994]
[2023,"Sumatera Barat","Kab. Agam",219.63,80163.78]
[2023,"Sumatera Barat","Kab. Dharmasraya",105.37,38458.75]
[2023,"Sumatera Barat","Kota Padang",647.39,236296.62]
[2023,"Sumatera Barat","Kota Solok",55.34,20199.060000000001]
[2023,"Sumatera Barat","Kota Sawahlunto",18.98,6925.99]
[2023,"Sumatera Barat","Kota Padang Panjang",49.28,17986.62]
[2023,"Sumatera Barat","Kota Bukittinggi",127.69,46607.360000000001]
[2023,"Sumatera Barat","Kota Pariaman",39.479999999999997,14408.74]
[2023,"Riau","Kab. Rokan Hulu",377.35,137732.75]
[2023,"Riau","Kab. Rokan Hilir",339.39,123878.45]
[2023,"Riau","Kab. Siak",191.02,69722.3]
[2023,"Riau","Kab. Kuantan Singingi",140.71,51360.76]
[2023,"Jambi","Kota Sungai Penuh",50.43,18405.310000000001]
[2023,"Sumatera Selatan","Kab. Lahat",267.57,97662.23]
[2023,"Sumatera Selatan","Kota Prabumulih",99.74,36405.83]
[2023,"Lampung","Kab. Tanggamus",369.64,134920.35]
[2023,"Lampung","Kab. Pringsewu",162.72999999999999,59396.160000000003]
[2023,"Kepulauan Bangka Belitung","Kab. Bangka Tengah",83.85,30604.52]
[2023,"Kepulauan Riau","Kab. Bintan",55.92,20409.89]
[2023,"Kepulauan Riau","Kab. Karimun",223.44,81555.600000000006]
[2023,"Kepulauan Riau","Kab. Kepulauan Anambas",13.36,4876.8]
[2023,"Kepulauan Riau","Kota Tanjung Pinang",155.91,56905.36]
[2023,"DKI Jakarta","Kab. Adm. Kep. Seribu",18.18,6634.27]
[2023,"DKI Jakarta","Kota Adm. Jakarta Pusat",852.72,311242.8]
[2023,"DKI Jakarta","Kota Adm. Jakarta Utara",1382.36,504560.46]
[2023,"DKI Jakarta","Kota Adm. Jakarta Barat",2049.69,748135.24]
[2023,"DKI Jakarta","Kota Adm. Jakarta Selatan",1971.13,719463.79]
[2023,"DKI Jakarta","Kota Adm. Jakarta Timur",2333.1799999999998,851611.46]
[2023,"Jawa Barat","Kab. Cianjur"]
[2023,"Jawa Barat","Kab. Kuningan",599.41,218783.56]
[2023,"Jawa Barat","Kota Bogor",779.81,284631.59999999998]
[2023,"Jawa Barat","Kota Tasikmalaya",323.17,117955.24]
[2023,"Jawa Tengah","Kab. Cilacap",473.35,172771.48]
[2023,"Jawa Tengah","Kab. Purworejo",321.73,117432.91]
[2023,"Jawa Tengah","Kab. Magelang",615.28,224575.92]
[2023,"Jawa Tengah","Kab. Boyolali",295.73,107941.52]
[2023,"Jawa Tengah","Kab. Sukoharjo",363.29,132601.14000000001]
[2023,"Jawa Tengah","Kab. Grobogan",855.65,312313.21999999997]
[2023,"Jawa Tengah","Kab. Blora",387.49,141433.01999999999]
[2023,"Jawa Tengah","Kab. Jepara",408.81,149214.49]
[2023,"Jawa Tengah","Kab. Semarang",533.16,194601.94]
[2023,"Jawa Tengah","Kab. Temanggung",403.72,147357.79999999999]
[2023,"Jawa Tengah","Kab. Pemalang",600.29999999999995,219110.08]
[2023,"Jawa Tengah","Kab. Brebes",1005.31,366937.59999999998]
[2023,"Jawa Tengah","Kota Magelang",80.55,29400.33]
[2023,"Jawa Tengah","Kota Semarang",1182.29,431534.65]
[2023,"Jawa Timur","Kab. Pacitan",288.62,105345.64]
[2023,"Jawa Timur","Kab. Trenggalek",305.48,111498.74]
[2023,"Jawa Timur","Kab. Banyuwangi",836.47,305312.84999999998]
[2023,"Jawa Timur","Kab. Mojokerto",473.93,172984]
[2023,"Jawa Timur","Kab. Jombang",530.37,193583.44]
[2023,"Jawa Timur","Kab. Magetan",275.95999999999998,100725.11]
[2023,"Jawa Timur","Kab. Tuban",508.01,185422.94]
[2023,"Jawa Timur","Kab. Sumenep",367.44,134116.60999999999]
[2023,"Jawa Timur","Kota Malang",778.34,284095.40999999997]
[2023,"Jawa Timur","Kota Probolinggo",97.24,35490.85]
[2023,"Jawa Timur","Kota Madiun",122.6,44750.39]
[2023,"Jawa Timur","Kota Surabaya",1792.72,654342]
[2023,"Jawa Timur","Kota Batu",142.51,52017.08]
[2023,"Bali","Kab. Buleleng",412.5,150562.5]
[2023,"Nusa Tenggara Timur","Kab. Manggarai Barat",82.12,29973.33]
[2023,"Kalimantan Barat","Kab. Bengkayang",118.74,43340.83]
[2023,"Kalimantan Barat","Kota Pontianak",406.76,148466.01]
[2023,"Kalimantan Tengah","Kab. Kotawaringin Barat",137.47,50175.64]
[2023,"Kalimantan Tengah","Kab. Kotawaringin Timur",235.48,85951.17]
[2023,"Kalimantan Tengah","Kab. Kapuas",213.72,78008.17]
[2023,"Kalimantan Tengah","Kab. Barito Selatan",65.8,24018.1]
[2023,"Kalimantan Tengah","Kab. Seruyan",83.04,30308.14]
[2023,"Kalimantan Tengah","Kota Palangkaraya",156.01,56945.11]
[2023,"Kalimantan Selatan","Kab. Tanah Laut",144.41999999999999,52712.42]
[2023,"Kalimantan Selatan","Kab. Kotabaru",183.79,67082.22]
[2023,"Kalimantan Selatan","Kab. Banjar",411.35,150141.43]
[2023,"Kalimantan Selatan","Kab. Tapin",83.74,30566.12]
[2023,"Kalimantan Selatan","Kab. Hulu Sungai Selatan",97.28,35506.76]
[2023,"Kalimantan Selatan","Kab. Hulu Sungai Tengah",105.22,38406.910000000003]
[2023,"Kalimantan Selatan","Kab. Tabalong",104.54,38157.1]
[2023,"Kalimantan Selatan","Kab. Tanah Bumbu",170.57,62257.5]
[2023,"Kalimantan Selatan","Kab. Balangan",57.17,20867.73]
[2023,"Kalimantan Timur","Kab. Paser",119.6,43653.56]
[2023,"Kalimantan Timur","Kab. Kutai Kartanegara",319.02,116442.07]
[2023,"Kalimantan Timur","Kab. Berau",138.12,50413.98]
[2023,"Kalimantan Timur","Kab. Kutai Barat",70.239999999999995,25639.06]
[2023,"Kalimantan Timur","Kab. Penajam Paser Utara",96.78,35323.61]
[2023,"Kalimantan Timur","Kab. Mahakam Ulu",15.3,5584.64]
[2023,"Kalimantan Timur","Kota Bontang",104.97,38313.96]
[2023,"Sulawesi Utara","Kab. Bolaang Mongondow",126.32,46108.26]
[2023,"Sulawesi Utara","Kab. Minahasa",175.13,63922.63]
[2023,"Sulawesi Utara","Kab. Minahasa Utara",120.48,43976.480000000003]
[2023,"Sulawesi Utara","Kab. Minahasa Tenggara",46.92,17127.259999999998]
[2023,"Sulawesi Utara","Kab. Bolaang Mongondow Selatan",28.91,10553.46]
[2023,"Sulawesi Utara","Kota Manado",291.2,106288.37]
[2023,"Sulawesi Utara","Kota Tomohon",50.71,18510.43]
[2023,"Sulawesi Tengah","Kab. Morowali",88.12,32164.5]
[2023,"Sulawesi Tengah","Kab. Banggai Kepulauan",60.07,21925.919999999998]
[2023,"Sulawesi Tengah","Kab. Parigi Moutong",226.35,82617.02]
[2023,"Sulawesi Tengah","Kab. Banggai Laut",37.46,13672.9]
[2023,"Sulawesi Tengah","Kota Palu",205.42,74977.39]
[2023,"Sulawesi Selatan","Kab. Kepulauan Selayar",56.35,20568.63]
[2023,"Sulawesi Selatan","Kab. Bantaeng",83.23,30377.78]
[2023,"Sulawesi Selatan","Kab. Bone",407.59,148771.81]
[2023,"Sulawesi Selatan","Kab. Soppeng",94.23,34393.800000000003]
[2023,"Sulawesi Selatan","Kab. Pinrang",184.05,67178.98]
[2023,"Sulawesi Selatan","Kab. Luwu Timur",122.21,44606.07]
[2023,"Sulawesi Selatan","Kota Parepare",79.33,28956.73]
[2023,"Sulawesi Selatan","Kota Palopo",95.43,34833.230000000003]
[2023,"Sulawesi Tenggara","Kab. Kolaka",120.79,44086.53]
[2023,"Sulawesi Tenggara","Kab. Muna",94.11,34351.61]
[2023,"Sulawesi Tenggara","Kab. Buton Selatan",21.99,8026.71]
[2023,"Gorontalo","Kota Gorontalo",141.6,51684.07]
[2023,"Sulawesi Barat","Kab. Pasangkayu",77.239999999999995,28192.31]
[2023,"Sulawesi Barat","Kab. Majene",79.83,29136.31]
[2023,"Papua","Kab. Kepulauan Yapen",46.44,16951.62]
[2023,"Papua","Kab. Biak Numfor",58.72,21434.55]
[2023,"Papua Barat","Kab. Teluk Wondama",17.5,6386.92]
[2023,"Papua Barat","Kab. Kaimana",25.45,9290.42]
[2023,"Papua Barat","Kab. Manokwari Selatan",15.46,5642.61]
[2023,"Papua Selatan","Kab. Merauke",93.35,34073.33]
[2023,"Papua Selatan","Kab. Boven Digoel",26.08,9518.18]
[2023,"Papua Tengah","Kab. Mimika",156.13,56986.54]

{"sheet":"Waste composition","index":20,"n_rows":146,"n_cols":26,"rows_kept":146,"cut":false,"hidden":true,"merged":[[3,14,3,25]]}
[]
["Year Province Regency/City Residual Food (%) Wood- Twigs (%) Paper- Cardboard (%) Plastic (%) Metal (%) Cloth (%) Rubber- Leather (%) Glass (%) Other (%)"]
["Tahun","Provinsi","Kabupaten/Kota","Sisa","Kayu-","Kertas-","Plastik","Logam","Kain","Karet-","Kaca","Lainnya"]
[null,null,null,"Makanan (%)","Ranting (%)","Karton (%)","(%)","(%)","(%)","Kulit (%)","(%)","(%)",null,null,"SIPSN - National Waste Management Information System"]
[2022,"Sumatera Barat","Kab. Pesisir Selatan",20.399999999999999,19.600000000000001,23,19,16,0.42,1.58,null,null,null,null,"Year","Province","Regency/City","Left over Food (%)","Wood- Ranting (%)","paper- Carton (%)","Plastic (%)","Metal (%)","Cloth (%)","Rubber- Skin (%)","Glass (%)","Other (%)"]
[2022,"Sumatera Barat","Kab. Solok",29,20,12,22,2,2,2,2,9,null,null,2023,"Aceh","Kab. Aceh Selatan"]
[2022,"Sumatera Barat","Kab. Sijunjung",20.8,38.119999999999997,16.48,20,3.9,0.4,0.3,null,null,null,null,2023,"Aceh","Kab. Aceh Tenggara",41,11,2,18,2,5,17,4]
[2022,"Sumatera Barat","Kab. Tanah Datar",69.34,null,8.6300000000000008,6,2.2400000000000002,1.57,null,3.33,8.89,null,null,2023,"Aceh","Kab. Aceh Barat",46,10,10,20,2,4,1,2,5]
[2022,"Sumatera Barat","Kab. Padang Pariaman",31.82,null,12.78,43.77,0.21,0.78,2.0699999999999998,0.54,8.0299999999999994,null,null,2023,"Aceh","Kab. Pidie",8.5,7.5,19.3,35.700000000000003,4,1,3,2,19]
[2022,"Sumatera Barat","Kab. Agam",70,4.0199999999999996,6,8,2,0.28000000000000003,0.1,0.6,9,null,null,2023,"Aceh","Kab. Aceh Singkil",30,10,15,22,2,5,3,2,11]
[2022,"Sumatera Barat","Kab. Lima Puluh Kota",null,null,null,null,null,null,null,null,null,null,null,2023,"Aceh","Kab. Gayo Lues",43,26,4,14,3,0.5,1.5,1,7]
[2022,"Sumatera Barat","Kab. Pasaman",66.28,2.1,11.41,11.25,2.93,1.41,1.36,1.86,1.4,null,null,2023,"Aceh","Kab. Aceh Jaya",65,1,11,14,3.5,1,1,2.5,1]
[2022,"Sumatera Barat","Kab. Dharmasraya",null,null,null,null,null,null,null,null,null,null,null,2023,"Aceh","Kab. Aceh Tamiang",35,15,15,30,1,1,1,1,1]
[2022,"Sumatera Barat","Kab. Solok Selatan",34.25,0.78,16.350000000000001,25.69,0.13,0.59,0.55000000000000004,2.41,19.25,null,null,2023,"Aceh","Kab. Pidie Jaya",20,27,14,26,2,3,3,3,2]
[2022,"Sumatera Barat","Kab. Pasaman Barat",40,10,15,20,5,null,null,5,5,null,null,2023,"Aceh","Kota Banda Aceh",39.4,20.6,3,11.8,4.5999999999999996,3.8,4.2,4.75,7.85]
[2022,"Sumatera Barat","Kota Padang",62.8,6.84,5.7,12.4,0.19,3.3,1.5,2.4,4.87,null,null,2023,"Aceh","Kota Sabang",20,10,5,20,10,5,5,15,10]
[2022,"Sumatera Barat","Kota Solok",45.7,10.02,11.1,23.2,0.84,0.6,0.21,1.1000000000000001,7.23,null,null,2023,"Aceh","Kota Langsa",21,20,9,15,8,10,7,8,2]
[2022,"Sumatera Barat","Kota Sawahlunto",46,10,11,14,3,5,4,5,2,null,null,2023,"Aceh","Kota Subulussalam",25,18,15,15,2,8,5,2,10]
[2022,"Sumatera Barat","Kota Padang Panjang",43.15,23.56,14.35,12.67,1.5,0.95,0.8,1.19,1.83,null,null,2023,"Sumatera Utara","Kab. Langkat",38,30,24,7,0.2,0.2,0.1,null,0.1]
[2022,"Sumatera Barat","Kota Bukittinggi",61.12,1.1399999999999999,16.5,18.72,0.46,0.89,null,0.5,0.67,null,null,2023,"Sumatera Utara","Kab. Simalungun",5.5,1.93,15.44,20.46,0.37,7.7,4.5,8.6,35.5]
[2022,"Sumatera Barat","Kota Payakumbuh",51.62,7.43,11.42,21.54,0.65,1.56,0.56999999999999995,0.87,4.34,null,null,2023,"Sumatera Utara","Kab. Serdang Bedagai",8,10,10,15,2,5,2,2,46]
[2022,"Sumatera Barat","Kota Pariaman",54.18,10.95,14.56,13.77,1.66,0.91,0.65,1.61,1.71,null,null,2023,"Sumatera Utara","Kota Medan"]
[null,null,null,null,null,null,null,null,null,null,null,null,null,null,2023,"Sumatera Utara","Kota Sibolga",25.15,29.96,7.55,15.84,1.64,4.74,1.74,3.74,9.64]
[null,null,null,null,null,null,null,null,null,null,null,null,null,null,2023,"Sumatera Barat","Kab. Solok",29,20,12,22,2,2,2,2,9]
[null,null,null,null,null,null,null,null,null,null,null,null,null,null,2023,"Sumatera Barat","Kab. Sijunjung",21.7,36,14.8,20,6.5,null,null,null,0.25]
[null,null,null,null,null,null,null,null,null,null,null,null,null,null,2023,"Sumatera Barat","Kab. Tanah Datar",69.34,null,8.6300000000000008,6,2.2400000000000002,1.57,null,3.33,8.89]
[null,null,null,null,null,null,null,null,null,null,null,null,null,null,2023,"Sumatera Barat","Kab. Padang Pariaman",31.82,null,12.78,43.77,0.21,0.78,2.0699999999999998,0.54,8.0299999999999994]
[null,null,null,null,null,null,null,null,null,null,null,null,null,null,2023,"Sumatera Barat","Kab. Agam",70.44,4.0199999999999996,6.08,8.15,1.9,0.28000000000000003,0.1,0.55000000000000004,8.48]
[null,"Indonesian average",null,null,null,null,null,null,null,null,null,null,null,null,2023,"Sumatera Barat","Kab. Dharmasraya"]
[null,"Source:","\nMinistry of Environment and Forestry Directorate General of Waste","https://sipsn.menlhk.go.id/sipsn/",null,null,null,null,null,null,null,null,null,null,2023,"Sumatera Barat","Kota Padang",63,6.64,6,12.4,0.16,3,1.5,2.4,4.9000000000000004]
[null,null,null,null,null,null,null,null,null,null,null,null,null,null,2023,"Sumatera Barat","Kota Solok",45.7,10.02,11.1,23.2,0.84,0.6,0.21,1.1000000000000001,7.23]
[null,null,null,null,null,null,null,null,null,null,null,null,null,null,2023,"Sumatera Barat","Kota Sawahlunto",46,10,11,14,3,5,4,5,2]
[null,null,null,null,null,null,null,null,null,null,null,null,null,null,2023,"Sumatera Barat","Kota Padang Panjang",43.15,23.56,14.35,12.67,1.5,0.95,0.8,1.19,1.83]
[null,null,null,null,null,null,"Organic",0.40400000000000003,null,null,null,null,null,null,2023,"Sumatera Barat","Kota Bukittinggi",49.72,6.27,5.51,21.96,1.75,2.2999999999999998,0.34,1.35,10.8]
[null,null,null,null,null,null,"Wood/twigs/leaves",0.112,null,null,null,null,null,null,2023,"Sumatera Barat","Kota Pariaman",54.18,10.95,14.56,13.77,1.66,0.91,0.65,1.61,1.71]
[null,null,null,null,null,null,"Paper and cardboard",0.12,null,null,null,null,null,null,2023,"Riau","Kab. Rokan Hulu",30.5,6,8.8000000000000007,20.2,0.7,3.9,1.2,1.3,27.4]
[null,null,null,null,null,null,"Plastic",0.17799999999999999,null,null,null,null,null,null,2023,"Riau","Kab. Rokan Hilir",14,22,15,32,3,4,2,2,6]
[null,null,null,null,null,null,"Rubber/leather",0.02,null,null,null,null,null,null,2023,"Riau","Kab. Siak",39,15,10,26,1,2,2,3,2]
[null,null,null,null,null,null,"Cloth",2.9000000000000001E-2,null,null,null,null,null,null,2023,"Riau","Kab. Kuantan Singingi"]
[null,null,null,null,null,null,"Glass",2.5000000000000001E-2,null,null,null,null,null,null,2023,"Jambi","Kota Sungai Penuh",40.54,13.09,11.29,17.89,3.08,2.6,2.16,2.25,7.1]
[null,null,null,null,null,null,"Metal",0.03,null,null,null,null,null,null,2023,"Sumatera Selatan","Kab. Lahat",60,10.1,2,14,1.74,5.5,0.26,0.9,5.5]
[null,null,null,null,null,null,"Other ",0.08,null,null,null,null,null,null,2023,"Sumatera Selatan","Kota Prabumulih",45.75,1.33,10.02,36.340000000000003,3.82,0.05,0.08,2.6,0.01]
[null,null,null,null,null,null,null,null,null,null,null,null,null,null,2023,"Lampung","Kab. Tanggamus",35,25.35,14,22.21,0.14000000000000001,1.06,0.03,2.13,0.08]
[null,null,null,null,null,null,null,null,null,null,null,null,null,null,2023,"Lampung","Kab. Pringsewu",50,13,5,20,1,3,1.75,0.25,6]
[null,null,null,null,null,null,null,null,null,null,null,null,null,null,2023,"Kepulauan Bangka Belitung","Kab. Bangka Tengah",41.9,8.5,3.8,14.3,3.9,4.9000000000000004,null,5.5,17.2]
[null,null,null,null,null,null,null,null,null,null,null,null,null,null,2023,"Kepulauan Riau","Kab. Bintan"]
[null,null,null,null,null,null,null,null,null,null,null,null,null,null,2023,"Kepulauan Riau","Kab. Karimun",23,19,24,24.5,4,2.5,1.5,1.2,0.3]
[null,null,null,null,null,null,null,null,null,null,null,null,null,null,2023,"Kepulauan Riau","Kab. Kepulauan Anambas"]
[null,null,null,null,null,null,null,null,null,null,null,null,null,null,2023,"Kepulauan Riau","Kota Tanjung Pinang"]
[null,null,null,null,null,null,null,null,null,null,null,null,null,null,2023,"DKI Jakarta","Kab. Adm. Kep. Seribu",25.5,31.59,12.17,19.18,1.27,0.74,0.44,2.0299999999999998,7.08]
[null,null,null,null,null,null,null,null,null,null,null,null,null,null,2023,"DKI Jakarta","Kota Adm. Jakarta Pusat"]
[null,null,null,null,null,null,null,null,null,null,null,null,null,null,2023,"DKI Jakarta","Kota Adm. Jakarta Utara"]
[null,null,null,null,null,null,null,null,null,null,null,null,null,null,2023,"DKI Jakarta","Kota Adm. Jakarta Barat"]
[null,null,null,null,null,null,null,null,null,null,null,null,null,null,2023,"DKI Jakarta","Kota Adm. Jakarta Selatan"]
[null,null,null,null,null,null,null,null,null,null,null,null,null,null,2023,"DKI Jakarta","Kota Adm. Jakarta Timur"]
[null,null,null,null,null,null,null,null,null,null,null,null,null,null,2023,"Jawa Barat","Kab. Cianjur",41.22,8.77,8.23,19.03,9.6,3.36,2.56,4.6100000000000003,2.52]
[null,null,null,null,null,null,null,null,null,null,null,null,null,null,2023,"Jawa Barat","Kab. Kuningan",40,17,10,16,4,3,2,2,6]
[null,null,null,null,null,null,null,null,null,null,null,null,null,null,2023,"Jawa Barat","Kota Bogor",41,12.7,11,18.5,3,2.8,2,2,7]
[null,null,null,null,null,null,null,null,null,null,null,null,null,null,2023,"Jawa Barat","Kota Tasikmalaya"]
[null,null,null,null,null,null,null,null,null,null,null,null,null,null,2023,"Jawa Tengah","Kab. Cilacap",57.67,1.71,9.7100000000000009,16.420000000000002,1.33,1.25,null,1.17,10.74]
[null,null,null,null,null,null,null,null,null,null,null,null,null,null,2023,"Jawa Tengah","Kab. Purworejo",15.2,52.6,2.2999999999999998,14.4,1.2,1.4,0.1,1.4,11.4]
[null,null,null,null,null,null,null,null,null,null,null,null,null,null,2023,"Jawa Tengah","Kab. Magelang",45.41,6.71,4.43,24.87,0.61,2.15,0.68,1.32,13.82]
[null,null,null,null,null,null,null,null,null,null,null,null,null,null,2023,"Jawa Tengah","Kab. Boyolali"]
[null,null,null,null,null,null,null,null,null,null,null,null,null,null,2023,"Jawa Tengah","Kab. Sukoharjo",60.8,1.88,9.81,17.03,1.98,2.2799999999999998,1.82,1.27,3.13]
[null,null,null,null,null,null,null,null,null,null,null,null,null,null,2023,"Jawa Tengah","Kab. Grobogan"]
[null,null,null,null,null,null,null,null,null,null,null,null,null,null,2023,"Jawa Tengah","Kab. Blora",20,40,10,17,5,2,3,2.5,0.5]
[null,null,null,null,null,null,null,null,null,null,null,null,null,null,2023,"Jawa Tengah","Kab. Jepara",53.31,0.96,8.7899999999999991,23.36,0.69,2.44,0.94,1.1599999999999999,8.35]
[null,null,null,null,null,null,null,null,null,null,null,null,null,null,2023,"Jawa Tengah","Kab. Semarang",61.56,11.58,4.25,18.53,0.27,0.18,null,0.38,3.25]
[null,null,null,null,null,null,null,null,null,null,null,null,null,null,2023,"Jawa Tengah","Kab. Temanggung",31.33,17.62,6.68,18.27,7.41,1.96,2.02,2.06,12.65]
[null,null,null,null,null,null,null,null,null,null,null,null,null,null,2023,"Jawa Tengah","Kab. Pemalang"]
[null,null,null,null,null,null,null,null,null,null,null,null,null,null,2023,"Jawa Tengah","Kab. Brebes",5,50,5,25,4,4,1,1,5]
[null,null,null,null,null,null,null,null,null,null,null,null,null,null,2023,"Jawa Tengah","Kota Magelang",33.700000000000003,13.3,18.8,21.5,0.8,1.8,0.5,3.7,5.9]
[null,null,null,null,null,null,null,null,null,null,null,null,null,null,2023,"Jawa Tengah","Kota Semarang",60.8,null,10.199999999999999,17.2,1.2,4.9000000000000004,1,1.8,2.9]
[null,null,null,null,null,null,null,null,null,null,null,null,null,null,2023,"Jawa Timur","Kab. Pacitan",68.2,2.9,8.1999999999999993,17.2,0.2,0.2,0.3,0.5,2.2999999999999998]
[null,null,null,null,null,null,null,null,null,null,null,null,null,null,2023,"Jawa Timur","Kab. Trenggalek"]
[null,null,null,null,null,null,null,null,null,null,null,null,null,null,2023,"Jawa Timur","Kab. Banyuwangi"]
[null,null,null,null,null,null,null,null,null,null,null,null,null,null,2023,"Jawa Timur","Kab. Mojokerto",47.88,1.91,19.54,21.07,0.53,0.47,0.17,0.24,8.19]
[null,null,null,null,null,null,null,null,null,null,null,null,null,null,2023,"Jawa Timur","Kab. Jombang",49,12,8,15,1.8,5,1.6,1.6,6]
[null,null,null,null,null,null,null,null,null,null,null,null,null,null,2023,"Jawa Timur","Kab. Magetan",35.229999999999997,24.05,9.18,15.65,0.45,1.1200000000000001,1.18,2.88,10.26]
[null,null,null,null,null,null,null,null,null,null,null,null,null,null,2023,"Jawa Timur","Kab. Tuban",58.52,15.32,5.78,11.02,0.17,1.62,0.1,1.33,6.14]
[null,null,null,null,null,null,null,null,null,null,null,null,null,null,2023,"Jawa Timur","Kab. Sumenep",58.62,1.08,20.83,17.329999999999998,null,0.91,0.26,0.56999999999999995,0.4]
[null,null,null,null,null,null,null,null,null,null,null,null,null,null,2023,"Jawa Timur","Kota Malang",54.39,13.6,4.47,13.66,0.98,0.52,0.21,1.78,10.39]
[null,null,null,null,null,null,null,null,null,null,null,null,null,null,2023,"Jawa Timur","Kota Probolinggo",60.95,3.84,9.7799999999999994,19.149999999999999,0.74,1.23,1.59,0.42,2.2999999999999998]
[null,null,null,null,null,null,null,null,null,null,null,null,null,null,2023,"Jawa Timur","Kota Madiun",81,1.5,7.9,4,2.5,0.9,0.9,0.8,0.5]
[null,null,null,null,null,null,null,null,null,null,null,null,null,null,2023,"Jawa Timur","Kota Surabaya"]
[null,null,null,null,null,null,null,null,null,null,null,null,null,null,2023,"Jawa Timur","Kota Batu"]
[null,null,null,null,null,null,null,null,null,null,null,null,null,null,2023,"Bali","Kab. Buleleng"]
[null,null,null,null,null,null,null,null,null,null,null,null,null,null,2023,"Nusa Tenggara Timur","Kab. Manggarai Barat",35,13,10,29,5,1,3,4]
[null,null,null,null,null,null,null,null,null,null,null,null,null,null,2023,"Kalimantan Barat","Kab. Bengkayang"]
[null,null,null,null,null,null,null,null,null,null,null,null,null,null,2023,"Kalimantan Barat","Kota Pontianak"]
[null,null,null,null,null,null,null,null,null,null,null,null,null,null,2023,"Kalimantan Tengah","Kab. Kotawaringin Barat",55,5,10,12,2,2,2,1,11]
[null,null,null,null,null,null,null,null,null,null,null,null,null,null,2023,"Kalimantan Tengah","Kab. Kotawaringin Timur",45.05,4.3,8,20.79,1.9,3.8,1.08,4.07,11.01]
[null,null,null,null,null,null,null,null,null,null,null,null,null,null,2023,"Kalimantan Tengah","Kab. Kapuas",30.38,12.84,13.06,20.79,14.92,2,null,1.91,4.0999999999999996]
[null,null,null,null,null,null,null,null,null,null,null,null,null,null,2023,"Kalimantan Tengah","Kab. Barito Selatan",41.15,12.5,10,20.25,3,2.1,2,2,7]
[null,null,null,null,null,null,null,null,null,null,null,null,null,null,2023,"Kalimantan Tengah","Kab. Seruyan"]
[null,null,null,null,null,null,null,null,null,null,null,null,null,null,2023,"Kalimantan Tengah","Kota Palangkaraya",42.05,4.33,8.5399999999999991,19.489999999999998,1.28,2.36,2.1800000000000002,2.04,17.73]
[null,null,null,null,null,null,null,null,null,null,null,null,null,null,2023,"Kalimantan Selatan","Kab. Tanah Laut"]
[null,null,null,null,null,null,null,null,null,null,null,null,null,null,2023,"Kalimantan Selatan","Kab. Kotabaru",68,0.7,12.5,12.4,0.9,0.4,0.4,1.1000000000000001,3.6]
[null,null,null,null,null,null,null,null,null,null,null,null,null,null,2023,"Kalimantan Selatan","Kab. Banjar"]
[null,null,null,null,null,null,null,null,null,null,null,null,null,null,2023,"Kalimantan Selatan","Kab. Tapin"]
[null,null,null,null,null,null,null,null,null,null,null,null,null,null,2023,"Kalimantan Selatan","Kab. Hulu Sungai Selatan",55.18,1.48,13.13,25.35,2.9,0.46,0.9,0.4,0.2]
[null,null,null,null,null,null,null,null,null,null,null,null,null,null,2023,"Kalimantan Selatan","Kab. Hulu Sungai Tengah"]
[null,null,null,null,null,null,null,null,null,null,null,null,null,null,2023,"Kalimantan Selatan","Kab. Tabalong",36,2,17,24,1,3,1,3,13]
[null,null,null,null,null,null,null,null,null,null,null,null,null,null,2023,"Kalimantan Selatan","Kab. Tanah Bumbu",64.040000000000006,4.2300000000000004,3.2,12.3,2.1,2.2000000000000002,1.24,2.23,8.4600000000000009]
[null,null,null,null,null,null,null,null,null,null,null,null,null,null,2023,"Kalimantan Selatan","Kab. Balangan",60.46,7.32,10.65,15.72,2.08,1.65,0.82,0.2,1.1000000000000001]
[null,null,null,null,null,null,null,null,null,null,null,null,null,null,2023,"Kalimantan Timur","Kab. Paser",54.99,0.22,10.199999999999999,13.64,1.38,13.56,1.2,3.52,1.29]
[null,null,null,null,null,null,null,null,null,null,null,null,null,null,2023,"Kalimantan Timur","Kab. Kutai Kartanegara",34.58,24.72,13.89,16.809999999999999,0.96,1.26,0.25,0.86,6.67]
[null,null,null,null,null,null,null,null,null,null,null,null,null,null,2023,"Kalimantan Timur","Kab. Berau",56.12,1.28,3.74,25.48,9.6300000000000008,0.32,0.28000000000000003,1.05,2.1]
[null,null,null,null,null,null,null,null,null,null,null,null,null,null,2023,"Kalimantan Timur","Kab. Kutai Barat"]
[null,null,null,null,null,null,null,null,null,null,null,null,null,null,2023,"Kalimantan Timur","Kab. Penajam Paser Utara",46.13,1.0900000000000001,20.87,29.83,0.22,0.02,0.67,0.83,0.34]
[null,null,null,null,null,null,null,null,null,null,null,null,null,null,2023,"Kalimantan Timur","Kab. Mahakam Ulu",50,5,8,30,3,1,1,1,1]
[null,null,null,null,null,null,null,null,null,null,null,null,null,null,2023,"Kalimantan Timur","Kota Bontang",44.12,6,27.5,18,2.1,0.03,0.25,1.05,0.95]
[null,null,null,null,null,null,null,null,null,null,null,null,null,null,2023,"Sulawesi Utara","Kab. Bolaang Mongondow",49.98,14.52,8.5,10.8,4.05,3.33,2.9,2.3199999999999998,3.6]
[null,null,null,null,null,null,null,null,null,null,null,null,null,null,2023,"Sulawesi Utara","Kab. Minahasa"]
[null,null,null,null,null,null,null,null,null,null,null,null,null,null,2023,"Sulawesi Utara","Kab. Minahasa Utara",46.5,13.65,12.25,15.55,2.2000000000000002,2.35,2.5499999999999998,2.5,2.4500000000000002]
[null,null,null,null,null,null,null,null,null,null,null,null,null,null,2023,"Sulawesi Utara","Kab. Minahasa Tenggara",37.03,9.7799999999999994,12.4,9.07,4.4000000000000004,4.3099999999999996,3.3,5.29,14.42]
[null,null,null,null,null,null,null,null,null,null,null,null,null,null,2023,"Sulawesi Utara","Kab. Bolaang Mongondow Selatan",16,19,10,11,6,7,9,6,16]
[null,null,null,null,null,null,null,null,null,null,null,null,null,null,2023,"Sulawesi Utara","Kota Manado",47.7,1.1399999999999999,18.66,19.48,0.26,1.54,1.49,1.85,7.88]
[null,null,null,null,null,null,null,null,null,null,null,null,null,null,2023,"Sulawesi Utara","Kota Tomohon"]
[null,null,null,null,null,null,null,null,null,null,null,null,null,null,2023,"Sulawesi Tengah","Kab. Morowali",2.2000000000000002,0.3,2.5,8.8800000000000008,3.1,1.5,2,0.2,3]
[null,null,null,null,null,null,null,null,null,null,null,null,null,null,2023,"Sulawesi Tengah","Kab. Banggai Kepulauan",15,20,13,15,8,3,5,6,15]
[null,null,null,null,null,null,null,null,null,null,null,null,null,null,2023,"Sulawesi Tengah","Kab. Parigi Moutong"]
[null,null,null,null,null,null,null,null,null,null,null,null,null,null,2023,"Sulawesi Tengah","Kab. Banggai Laut"]
[null,null,null,null,null,null,null,null,null,null,null,null,null,null,2023,"Sulawesi Tengah","Kota Palu",70.959999999999994,0.77,9.44,10.43,1.9,1.06,0.6,0.59,4.25]
[null,null,null,null,null,null,null,null,null,null,null,null,null,null,2023,"Sulawesi Selatan","Kab. Kepulauan Selayar"]
[null,null,null,null,null,null,null,null,null,null,null,null,null,null,2023,"Sulawesi Selatan","Kab. Bantaeng",30.13,27.5,11,14,1.24,3,2,1.1299999999999999,10]
[null,null,null,null,null,null,null,null,null,null,null,null,null,null,2023,"Sulawesi Selatan","Kab. Bone",39.200000000000003,13.3,11.4,18.8,3.4,2.6,2.1,2.1,7.1]
[null,null,null,null,null,null,null,null,null,null,null,null,null,null,2023,"Sulawesi Selatan","Kab. Soppeng",53,7,14,20,2.2000000000000002,0.7,2,0.3,0.8]
[null,null,null,null,null,null,null,null,null,null,null,null,null,null,2023,"Sulawesi Selatan","Kab. Pinrang"]
[null,null,null,null,null,null,null,null,null,null,null,null,null,null,2023,"Sulawesi Selatan","Kab. Luwu Timur",40,10,25,15,3,1,2,2,2]
[null,null,null,null,null,null,null,null,null,null,null,null,null,null,2023,"Sulawesi Selatan","Kota Parepare",51.4,11.6,11.9,12.25,2.85,2.2999999999999998,2.15,2.95,2.6]
[null,null,null,null,null,null,null,null,null,null,null,null,null,null,2023,"Sulawesi Selatan","Kota Palopo",35,10,20,25,8,null,null,null,2]
[null,null,null,null,null,null,null,null,null,null,null,null,null,null,2023,"Sulawesi Tenggara","Kab. Kolaka",65,5,10,10,5,1,1,2,1]
[null,null,null,null,null,null,null,null,null,null,null,null,null,null,2023,"Sulawesi Tenggara","Kab. Muna",47,9,12,23,2,2,2,2,1]
[null,null,null,null,null,null,null,null,null,null,null,null,null,null,2023,"Sulawesi Tenggara","Kab. Buton Selatan",65.83,3.36,4.5199999999999996,12.48,1.44,3.79,1.95,1.89,4.74]
[null,null,null,null,null,null,null,null,null,null,null,null,null,null,2023,"Gorontalo","Kota Gorontalo",15,21,12,35,2,3,5,7]
[null,null,null,null,null,null,null,null,null,null,null,null,null,null,2023,"Sulawesi Barat","Kab. Pasangkayu",38,1.7,16,27]
[null,null,null,null,null,null,null,null,null,null,null,null,null,null,2023,"Sulawesi Barat","Kab. Majene"]
[null,null,null,null,null,null,null,null,null,null,null,null,null,null,2023,"Papua","Kab. Kepulauan Yapen"]
[null,null,null,null,null,null,null,null,null,null,null,null,null,null,2023,"Papua","Kab. Biak Numfor",13,8,7.5,15,25,6.5,9.5,10,5.5]
[null,null,null,null,null,null,null,null,null,null,null,null,null,null,2023,"Papua Barat","Kab. Teluk Wondama",15,null,15,26,null,null,null,null,44]
[null,null,null,null,null,null,null,null,null,null,null,null,null,null,2023,"Papua Barat","Kab. Kaimana",15,15,15,25,10,5,5,5,5]
[null,null,null,null,null,null,null,null,null,null,null,null,null,null,2023,"Papua Barat","Kab. Manokwari Selatan",0.8,30,30,30,0.1,0.1,0.1,0.2,8.6999999999999993]
[null,null,null,null,null,null,null,null,null,null,null,null,null,null,2023,"Papua Selatan","Kab. Merauke",45.2,17.7,11.5,19.600000000000001,0.7,1.8,0.5,0.9,2.1]
[null,null,null,null,null,null,null,null,null,null,null,null,null,null,2023,"Papua Selatan","Kab. Boven Digoel",10,5,20,30,5,5,15,5,5]
[null,null,null,null,null,null,null,null,null,null,null,null,null,null,2023,"Papua Tengah","Kab. Mimika"]

{"sheet":"Waste sources","index":21,"n_rows":147,"n_cols":17,"rows_kept":147,"cut":false,"hidden":true,"merged":[[2,0,2,9]]}
[]
[]
["SIPSN - National Waste Management Information System",null,null,null,null,null,null,null,null,null,null,null,null,"Source: Jakarta Open Data","https://data.jakarta.go.id/dataset/data-timbulan-dan-berat-jenis-sampah-di-sumber/resource/ebe6749e-2005-4b4d-b8a6-1d9d7f6c56d6"]
["Source:","https://sipsn.menlhk.go.id/sipsn/public/data/sumber",null,null,null,null,null,null,null,null,null,null,null,"Year:",2016]
["Year","Province","Regency/City","Household","Office","Market","Business","Public facility","Area","Others",null,null,null,"sumber","timbulan_sampah","satuan","berat_jenis_(kg/liter)"]
[null,null,null,"(ton)","(ton)","(ton)","(ton)","(ton)","(ton)","(ton)",null,null,null,"perumahan high income",1.9257,"liter/orang/hari",0.29709999999999998]
[2023,"Aceh","Kab. Aceh Selatan",1.1000000000000001,0.92,6,5.65,5.95,0.4,null,null,null,null,"perumahan middle income",2.0371000000000001,"liter/orang/hari",0.2334]
[2023,"Aceh","Kab. Aceh Tenggara",15,7.6,26,15,10,16,null,null,null,null,"perumahan low income",2.1452,"liter/orang/hari",0.25719999999999998]
[2023,"Aceh","Kab. Aceh Barat",46.46,6.06,15.15,20.2,3.03,5.05,5.05,null,null,null,"pasar modern",0.85499999999999998,"liter/m2/hari",0.30620000000000003]
[2023,"Aceh","Kab. Pidie",7,4.66,27.98,null,2.8,null,4.2,null,null,null,"pasar tradisional",0.64339999999999997,"liter/m2/hari",0.36199999999999999]
[2023,"Aceh","Kab. Aceh Singkil",32,0.5,12,4.82,1,2,1.5,null,null,null,"sekolah",0.1143,"liter/siswa+guru/hari",0.35470000000000002]
[2023,"Aceh","Kab. Gayo Lues",18.149999999999999,4,11.1,5,2,null,1,null,null,null,"kantor",3.0766,"liter/pegawai/hari",6.5799999999999997E-2]
[2023,"Aceh","Kab. Aceh Jaya",18.25,3.84,7.2,10.56,4.8,2.4,0.96,null,null,null,"toko",3.5508000000000002,"liter/karyawan/hari",0.129]
[2023,"Aceh","Kab. Aceh Tamiang",5.5,1.5,12.5,1.5,1.5,null,2,null,null,null,"restoran",3.331,"liter/kursi/hari",0.30940000000000001]
[2023,"Aceh","Kab. Pidie Jaya",16,7,23,27,8,9.6999999999999993,9.3000000000000007,null,null,null,"hotel",3.7509000000000001,"liter/kamar/hari",0.32819999999999999]
[2023,"Aceh","Kota Banda Aceh",76.5,0.23,3.72,15.69,2.85,null,1.01,null,null,null,"jalan",0.45300000000000001,"liter/m/hari",0.13919999999999999]
[2023,"Aceh","Kota Sabang",7,3,0.5,4.5,0.5,2,2,null,null,null,"taman",7.8299999999999995E-2,"liter/m2/hari",9.5799999999999996E-2]
[2023,"Aceh","Kota Langsa",20,4.0199999999999996,14.5,12,8.5,2.1,null,null,null,null,"stasiun",1.2800000000000001E-2,"liter/m2/hari",0.1011]
[2023,"Aceh","Kota Subulussalam",20,0.5,10,2,2,5,0.5,null,null,null,"terminal",7.7799999999999994E-2,"liter/m2/hari",0.12239999999999999]
[2023,"Sumatera Utara","Kab. Langkat",8.5,5.4,8,6.8,3.9,1.9,2.8]
[2023,"Sumatera Utara","Kab. Simalungun",254.1,50.8,138.25,12.1,79.3,13.8,45.8]
[2023,"Sumatera Utara","Kab. Serdang Bedagai",11615,0.54,9.24,4,2.31,0.5,1]
[2023,"Sumatera Utara","Kota Medan"]
[2023,"Sumatera Utara","Kota Sibolga",26.58,0.95,12.05,2.06,5.03,7.63,7.97]
[2023,"Sumatera Barat","Kab. Solok",6.5,1,4.5,2,2,1,1]
[2023,"Sumatera Barat","Kab. Sijunjung",23.1,6.8,2.42,1.45,2,0.7]
[2023,"Sumatera Barat","Kab. Tanah Datar",88.6,0.28000000000000003,17.75,1.54,12.27]
[2023,"Sumatera Barat","Kab. Padang Pariaman",15,12,30,null,null,null,12]
[2023,"Sumatera Barat","Kab. Agam"]
[2023,"Sumatera Barat","Kab. Dharmasraya"]
[2023,"Sumatera Barat","Kota Padang",462,20,90,20,40.380000000000003,7,8]
[2023,"Sumatera Barat","Kota Solok",33.78,1.6,16.21,0.45,1.53,0.04,1.73]
[2023,"Sumatera Barat","Kota Sawahlunto",12.59,0.32,2.33,0.18,1.4,0.28000000000000003,1.08]
[2023,"Sumatera Barat","Kota Padang Panjang",35.869999999999997,0.43,6.76,2.48,2.5099999999999998,0.74,0.48]
[2023,"Sumatera Barat","Kota Bukittinggi",26.34,0.03,28.89,20.93,11.14,null,40.369999999999997]
[2023,"Sumatera Barat","Kota Pariaman"]
[2023,"Riau","Kab. Rokan Hulu"]
[2023,"Riau","Kab. Rokan Hilir",197.25,4.25,93.5,74.25,4.75,15.25,63.5]
[2023,"Riau","Kab. Siak",17.399999999999999,4.5,7,2,4.3,2.8,1]
[2023,"Riau","Kab. Kuantan Singingi"]
[2023,"Jambi","Kota Sungai Penuh",20.56,1.52,19.239999999999998,2.97,0.68,2.86,2.61]
[2023,"Sumatera Selatan","Kab. Lahat",42.07,3.87,5.84,5.74,6.19,null,4.63]
[2023,"Sumatera Selatan","Kota Prabumulih"]
[2023,"Lampung","Kab. Tanggamus",140.21,0.05,42]
[2023,"Lampung","Kab. Pringsewu"]
[2023,"Kepulauan Bangka Belitung","Kab. Bangka Tengah",15302.26,612.09,4590.68,1224.18,2142.3200000000002,6120.9,612.09]
[2023,"Kepulauan Riau","Kab. Bintan"]
[2023,"Kepulauan Riau","Kab. Karimun",89.37,6.7,22.34,24.57,44.68,35.75,0.03]
[2023,"Kepulauan Riau","Kab. Kepulauan Anambas"]
[2023,"Kepulauan Riau","Kota Tanjung Pinang"]
[2023,"DKI Jakarta","Kab. Adm. Kep. Seribu",10.35,0.04,null,null,0.06]
[2023,"DKI Jakarta","Kota Adm. Jakarta Pusat"]
[2023,"DKI Jakarta","Kota Adm. Jakarta Utara"]
[2023,"DKI Jakarta","Kota Adm. Jakarta Barat"]
[2023,"DKI Jakarta","Kota Adm. Jakarta Selatan"]
[2023,"DKI Jakarta","Kota Adm. Jakarta Timur"]
[2023,"Jawa Barat","Kab. Cianjur",44.85,18.010000000000002,30.64,19.600000000000001,174.55,15.78,23.25]
[2023,"Jawa Barat","Kab. Kuningan",29999.99,600,49862,1200,1180,1200,5]
[2023,"Jawa Barat","Kota Bogor",483.49,38.99,101.38,54.59,23.39,31.18,46.78]
[2023,"Jawa Barat","Kota Tasikmalaya"]
[2023,"Jawa Tengah","Kab. Cilacap"]
[2023,"Jawa Tengah","Kab. Purworejo",22.2,0.01,27.6,null,0.8,3.6,11.4]
[2023,"Jawa Tengah","Kab. Magelang"]
[2023,"Jawa Tengah","Kab. Boyolali"]
[2023,"Jawa Tengah","Kab. Sukoharjo",174.38,32.700000000000003,50.86,43.59,18.16,29.06,14.53]
[2023,"Jawa Tengah","Kab. Grobogan"]
[2023,"Jawa Tengah","Kab. Blora",205.74,5,100,30,15,20,10]
[2023,"Jawa Tengah","Kab. Jepara"]
[2023,"Jawa Tengah","Kab. Semarang",144,null,52,null,null,24,1]
[2023,"Jawa Tengah","Kab. Temanggung",275.12,12.79,12.11,10.42,50.51,null,42.77]
[2023,"Jawa Tengah","Kab. Pemalang"]
[2023,"Jawa Tengah","Kab. Brebes",25,3,45,2,10,9,6]
[2023,"Jawa Tengah","Kota Magelang"]
[2023,"Jawa Tengah","Kota Semarang",72,0.5,2.6,8,9,6.6,1.3]
[2023,"Jawa Timur","Kab. Pacitan",15.34,null,10.06,1.48,1.42,2.21,0.31]
[2023,"Jawa Timur","Kab. Trenggalek"]
[2023,"Jawa Timur","Kab. Banyuwangi"]
[2023,"Jawa Timur","Kab. Mojokerto",472.17,24.79,159.35,70.83,28.33,53.12,17.71]
[2023,"Jawa Timur","Kab. Jombang",72.3,0.4,21.2,0.9,3.1,0.9,1.2]
[2023,"Jawa Timur","Kab. Magetan",87.9,2.52,40.33,3.55,5.6,4.95,1.88]
[2023,"Jawa Timur","Kab. Tuban",155.84,0.7,129,70.89,55.95,95.62,15]
[2023,"Jawa Timur","Kab. Sumenep",215.39,0.61,5.4,1.1499999999999999,39.01,19.079999999999998,24.84]
[2023,"Jawa Timur","Kota Malang",366.67,4.3600000000000003,24.98,112.38,50.39,185.53,34.03]
[2023,"Jawa Timur","Kota Probolinggo",46.32,0.48,11.35,2.56,1.2,1.25,0.91]
[2023,"Jawa Timur","Kota Madiun",87.44,5.16,9.41,4.78,4.6100000000000003,3.17,2.0299999999999998]
[2023,"Jawa Timur","Kota Surabaya"]
[2023,"Jawa Timur","Kota Batu"]
[2023,"Bali","Kab. Buleleng"]
[2023,"Nusa Tenggara Timur","Kab. Manggarai Barat",4,1,4,4,3]
[2023,"Kalimantan Barat","Kab. Bengkayang"]
[2023,"Kalimantan Barat","Kota Pontianak"]
[2023,"Kalimantan Tengah","Kab. Kotawaringin Barat",12,6,8,8,10,10,5]
[2023,"Kalimantan Tengah","Kab. Kotawaringin Timur"]
[2023,"Kalimantan Tengah","Kab. Kapuas",47,10,13,10,12,null,8]
[2023,"Kalimantan Tengah","Kab. Barito Selatan",5,2,4,3,1,1,1]
[2023,"Kalimantan Tengah","Kab. Seruyan"]
[2023,"Kalimantan Tengah","Kota Palangkaraya",72.27,20.36,19.87,13.9,5.85,3.05,16.61]
[2023,"Kalimantan Selatan","Kab. Tanah Laut"]
[2023,"Kalimantan Selatan","Kab. Kotabaru"]
[2023,"Kalimantan Selatan","Kab. Banjar"]
[2023,"Kalimantan Selatan","Kab. Tapin"]
[2023,"Kalimantan Selatan","Kab. Hulu Sungai Selatan",48.31,0.79,35.020000000000003,5.69,4.71,3.6,1.88]
[2023,"Kalimantan Selatan","Kab. Hulu Sungai Tengah"]
[2023,"Kalimantan Selatan","Kab. Tabalong",37.56,6.92,18.760000000000002,20.76,6.92,6.92,2.14]
[2023,"Kalimantan Selatan","Kab. Tanah Bumbu",129.63,0.51,6.82,6.31,0.51,null,26.78]
[2023,"Kalimantan Selatan","Kab. Balangan",30.18,2.57,10.029999999999999,6.62,2.63,3.84,1.3]
[2023,"Kalimantan Timur","Kab. Paser",95.68,2.39,10.17,5.38,2.39,2.39,1.2]
[2023,"Kalimantan Timur","Kab. Kutai Kartanegara",275.05,4.74,19.14,2.6,5.0999999999999996,6.89,5.5]
[2023,"Kalimantan Timur","Kab. Berau"]
[2023,"Kalimantan Timur","Kab. Kutai Barat"]
[2023,"Kalimantan Timur","Kab. Penajam Paser Utara",13,2,5,2.5,2,1.5,2]
[2023,"Kalimantan Timur","Kab. Mahakam Ulu",10,1,4,0.2,null,null,0.1]
[2023,"Kalimantan Timur","Kota Bontang",82.2,5.0599999999999996,5.91,null,3.03,null,3.8]
[2023,"Sulawesi Utara","Kab. Bolaang Mongondow",0.88,0.75,3.5,0.62,null,0.25]
[2023,"Sulawesi Utara","Kab. Minahasa"]
[2023,"Sulawesi Utara","Kab. Minahasa Utara",57217,13611,13852,12647,6384,14095,2651]
[2023,"Sulawesi Utara","Kab. Minahasa Tenggara"]
[2023,"Sulawesi Utara","Kab. Bolaang Mongondow Selatan",7.2,5,2.2999999999999998,2,6.1,1.01,5.3]
[2023,"Sulawesi Utara","Kota Manado"]
[2023,"Sulawesi Utara","Kota Tomohon"]
[2023,"Sulawesi Tengah","Kab. Morowali",6.2,2.4,2.2999999999999998,0.02,1.5,1.2,1.2]
[2023,"Sulawesi Tengah","Kab. Banggai Kepulauan",14.12,8.65,3.17,43.07,2.64,null,20.010000000000002]
[2023,"Sulawesi Tengah","Kab. Parigi Moutong"]
[2023,"Sulawesi Tengah","Kab. Banggai Laut"]
[2023,"Sulawesi Tengah","Kota Palu",137.44,0.46,36.65,20.68,4.96,2.61,0.14000000000000001]
[2023,"Sulawesi Selatan","Kab. Kepulauan Selayar"]
[2023,"Sulawesi Selatan","Kab. Bantaeng",31.37,0.92,1.8,2.2999999999999998,0.09,null,3.12]
[2023,"Sulawesi Selatan","Kab. Bone",76.010000000000005,6.3,24.23,11.2,7.34,8.17,5.2]
[2023,"Sulawesi Selatan","Kab. Soppeng",44,6.5,16,7.5,3.5,15,1.5]
[2023,"Sulawesi Selatan","Kab. Pinrang"]
[2023,"Sulawesi Selatan","Kab. Luwu Timur",46.4,11.2,22.7,11.3,5.9,5.9,16.8]
[2023,"Sulawesi Selatan","Kota Parepare",33.15,5.3,15.75,8.65,4.45,8.25,2.15]
[2023,"Sulawesi Selatan","Kota Palopo",28,1.5,7,3.5,3.5,2.5,5]
[2023,"Sulawesi Tenggara","Kab. Kolaka",78.510000000000005,2.42,15.7,6.04,12.08,1.21,4.83]
[2023,"Sulawesi Tenggara","Kab. Muna",5.54,0.73,3.4,3.4,4,0.5,0.25]
[2023,"Sulawesi Tenggara","Kab. Buton Selatan",0.03,0.03,0.06]
[2023,"Gorontalo","Kota Gorontalo",32,5,16,24,10,13]
[2023,"Sulawesi Barat","Kab. Pasangkayu",9.0500000000000007,0.5,1,null,0.25]
[2023,"Sulawesi Barat","Kab. Majene"]
[2023,"Papua","Kab. Kepulauan Yapen"]
[2023,"Papua","Kab. Biak Numfor",50,8,10,9,12,6,5]
[2023,"Papua Barat","Kab. Teluk Wondama"]
[2023,"Papua Barat","Kab. Kaimana",20,7,10,8,6,6,9]
[2023,"Papua Barat","Kab. Manokwari Selatan",7,1,4,2,null,null,1.4]
[2023,"Papua Selatan","Kab. Merauke",24,4.62,10.4,6.59,0.1,0.45]
[2023,"Papua Selatan","Kab. Boven Digoel",3,1,0.4,null,0.5,null,1]
[2023,"Papua Tengah","Kab. Mimika"]

{"sheet":"TPA data","index":22,"n_rows":1356,"n_cols":32,"rows_kept":1356,"cut":false,"hidden":false,"merged":[]}
["Data from: ","https://sipsn.menlhk.go.id/sipsn/public/home/fasilitas/tpa-tpst"]
["SIPSN - Sistem Informasi Pengelolaan Sampah Nasional",null,null,null,null,null,"Type",null,"Incoming Waste (tons/year)","Waste Entering Landfill (tons/year)","Processed Organic Waste (tons/year)","Processed Inorganic Waste (tons/year)","Scavenger Recovery (tons/year)","Energi(MW)","Address","Ward","Subdistrict","Manager","Area (hectares)","Operational System","Operation Start Date","Date. End of Operation","Active Landfill Area (m2)","Recording","Weighbridge","Active Zone Garbage Closure","Number of Monitoring Wells","IPL","Leachate Test Qty","There is Drainage","Utilization of Methane Gas","Number of families that use methane gas"]
[null,"Tahun","P","Provinsi","Kabupaten/Kota","Nama Fasilitas","Jenis","Status","Sampahmasuk (ton/thn)","Sampahmasuk Landfill (ton/thn)","Sampah Organikterolah (ton/thn)","Sampah An-Organikterolah (ton/thn)","RecoveryPemulung (ton/thn)","Energi(MW)","Alamat","Kelurahan","Kecamatan","Pengelola","Luas (hektar)","Sistem Operasional","Tgl Awal Operasi","Tgl. Akhir Operasi","Luas Landfill Aktif (m2)","Pencatatan","Jembatan Timbang","Penutupan Sampah Zona Aktif","Jml Sumur Pantau","IPL","Jml Uji Lindi","Ada Drainase","Pemanfaatan Gas Metana","Jumlah KK yang memanfaatkan gas Metana"]
[null,2023,1,"Aceh","Kab. Pidie","TPA Cot Padang Lila","TPA Pemda (Non Regional)","A",17022.64,16959,0,0,63.65,0,"Tunong Tanjong, Padang Tiji, Pidie Regency, Aceh","Gampong Tunong Tanjong","Padang Tiji","Pemda DATI II",4.55,"Control Landfill","17-10-2012","30 Juni 2022","-","Manual Book","Tidak Ada","Sebulan sekali",2,"Ada, Instalasi Pengolahan Air Lindi (IPAL) di TPA berupa kolam pengendapan dan proses biologi, masih berfungsi baik dan terawat.",1,"ADA","-","-"]
[null,2023,1,"Aceh","Kab. Pidie","TPA Cot Padang Lila","TPA Pemda (Non Regional)","A",17022.64,16959,0,0,63.65,0,"Tunong Tanjong, Padang Tiji, Pidie Regency, Aceh","Gampong Tunong Tanjong","Padang Tiji","Pemda DATI II",4.55,"Control Landfill","17-10-2012","30 Juni 2022","-","Manual Book","Tidak Ada","Sebulan sekali",2,"Ada, Instalasi Pengolahan Air Lindi (IPAL) di TPA berupa kolam pengendapan dan proses biologi, masih berfungsi baik dan terawat.",1,"ADA","-","-"]
[null,2023,2,"Aceh","Kab. Simeulue","TPA Suak Buluh","TPA Pemda (Non Regional)","A",6142.95,6142.95,0,0,0,0,"Jln. PDKS","Suak Buluh","Simeulue Timur","Pemda DATI II",5.62,"Open Dumping","15 November 2017","-",6376,"Manual Book","Tidak Ada","Tidak ditutup sama sekali",1,"Ada, Instalasi Pengolahan Air Lindi (IPAL) di TPA tetapi sudah rusak atau tidak berfungsi dengan baik dan tidak terawat","-","ADA","Tidak ada. Gas Metana dibakar.","-"]
[null,2023,2,"Aceh","Kab. Simeulue","TPA Suak Buluh","TPA Pemda (Non Regional)","A",6142.95,6142.95,0,0,0,0,"Jln. PDKS","Suak Buluh","Simeulue Timur","Pemda DATI II",5.62,"Open Dumping","15 November 2017","-",6376,"Manual Book","Tidak Ada","Tidak ditutup sama sekali",1,"Ada, Instalasi Pengolahan Air Lindi (IPAL) di TPA tetapi sudah rusak atau tidak berfungsi dengan baik dan tidak terawat","-","ADA","Tidak ada. Gas Metana dibakar.","-"]
[null,2023,1,"Aceh","Kab. Aceh Singkil","TPA Kabupaten Aceh Singkil","TPA Pemda (Non Regional)","A",1460,1460,0,0,0,0,"Desa Kampung Baru Kecamatan Singkil Utara",null,null,"Pemda DATI II",6.15,"Open Dumping","-","-",7300,"Manual Book","Tidak Ada","Tidak ditutup sama sekali","-","Tidak ada Instalasi Pengolahan Air Lindi (IPAL) di TPA","-","TIDAK ADA","-","-"]
[null,2023,1,"Aceh","Kab. Aceh Singkil","TPA Kabupaten Aceh Singkil","TPA Pemda (Non Regional)","A",1460,1460,0,0,0,0,"Desa Kampung Baru Kecamatan Singkil Utara",null,null,"Pemda DATI II",6.15,"Open Dumping","-","-",7300,"Manual Book","Tidak Ada","Tidak ditutup sama sekali","-","Tidak ada Instalasi Pengolahan Air Lindi (IPAL) di TPA","-","TIDAK ADA","-","-"]
[null,2023,1,"Aceh","Kota Banda Aceh","TPA Regional Blang Bintang","TPA Regional","A",30752.71,30752.71,0,0,0,0,"Jl. Radar Km 08","Data Makmur","Blang Bintang","Pemda DATI I",206,"Control Landfill","13 April","-",45000,"Kombinasi timbangan dengan Komputer (excel / tidak otomatis)","Ada dan berfungsi dengan baik","Dua minggu sekali",2,"Ada, Instalasi Pengolahan Air Lindi (IPAL) di TPA hanya berupa kolam pengendapan saja tanpa proses biologi atau proses kimia, masih berfungsi baik dan terawat.",4,"ADA","Untuk Energi Listrik","-"]
[null,2023,1,"Aceh","Kota Banda Aceh","TPA Kota Banda Aceh","TPA Pemda (Non Regional)","A",46129.07,45399.07,0,0,730,0,"Jl. Tgk Dianjong","Gampong Jawa","Kuta Raja",null,23.3,"Control Landfill","Januari 2010","-",5500,"Kombinasi timbangan dengan Komputer (excel / tidak otomatis)","Ada dan berfungsi dengan baik","Dua minggu sekali",3,"Ada, Instalasi Pengolahan Air Lindi (IPAL) di TPA berupa kolam pengendapan dan proses biologi, masih berfungsi baik dan terawat.",1,"ADA","Untuk Energi Listrik",210]
[null,2023,1,"Aceh","Kota Subulussalam","TPA SARKEA KOTA SUBULUSSALAM","TPA Pemda (Non Regional)","A",12775,12045,0,0,730,0,"KAMPONG DANAU TRAS KECAMATAN SIMPANG KIRI","KAMPONG DANAU TRAS","SIMPANG KIRI","Pemda DATI II",6899,"Open Dumping","-","-",30000,"Manual Book","Tidak Ada","Tidak ditutup sama sekali","-","Ada, Instalasi Pengolahan Air Lindi (IPAL) di TPA tetapi sudah rusak atau tidak berfungsi dengan baik dan tidak terawat","-","ADA","-","-"]
[null,2023,1,"Sumatera Utara","Kab. Langkat","TPA padang cermin","TPA Pemda (Non Regional)","A",3285,3285,0,0,0,0,"Jl. padang cermin","padang cermin","selesai","Pemda DATI II",1,"Open Dumping","-","-","-","-","Tidak Ada","-","-","Tidak ada Instalasi Pengolahan Air Lindi (IPAL) di TPA","-","TIDAK ADA","-","-"]
[null,2023,1,"Sumatera Utara","Kab. Langkat","TPA bahorok","TPA Pemda (Non Regional)","A",3650,3650,0,0,0,0,"Jl. Bahorok","Bahorok","kutambaru","Pemda DATI II",2,"Open Dumping","-","-","-","-","Tidak Ada","-","-","Tidak ada Instalasi Pengolahan Air Lindi (IPAL) di TPA","-","TIDAK ADA","-","-"]
[null,2023,1,"Sumatera Utara","Kab. Langkat","TPA tangkahan durian","TPA Pemda (Non Regional)","A",7300,7300,0,0,0,0,"Jl. tangkahan durian","tangkahan durian","brandan barat",null,2,"Open Dumping","-","-","-","-","Tidak Ada","-","-","Tidak ada Instalasi Pengolahan Air Lindi (IPAL) di TPA","-","TIDAK ADA","-","-"]
[null,2023,1,"Sumatera Utara","Kab. Langkat","TPA Kwala Bingai","TPA Pemda (Non Regional)","A",16872.12,14933.97,803,803,332.15,0,"Jl. Kwala Bingai","Kwala Bingai","Stabat","Pemda DATI II",2.5,"Control Landfill",2005,"-",8000,"Otomatis Komputerisasi (Aplikasi Khusus TPA)","Ada dan berfungsi dengan baik","Tiga hari sekali atau seminggu dua kali",3,"Ada, Instalasi Pengolahan Air Lindi (IPAL) di TPA hanya berupa kolam pengendapan saja tanpa proses biologi atau proses kimia, masih berfungsi baik dan terawat.",3,"ADA","-","-"]
[null,2023,1,"Sumatera Utara","Kab. Langkat","TPA padang cermin","TPA Pemda (Non Regional)","A",3285,3285,0,0,0,0,"Jl. padang cermin","padang cermin","selesai","Pemda DATI II",1,"Open Dumping","-","-","-","-","Tidak Ada","-","-","Tidak ada Instalasi Pengolahan Air Lindi (IPAL) di TPA","-","TIDAK ADA","-","-"]
[null,2023,1,"Sumatera Utara","Kab. Langkat","TPA bahorok","TPA Pemda (Non Regional)","A",3650,3650,0,0,0,0,"Jl. Bahorok","Bahorok","kutambaru","Pemda DATI II",2,"Open Dumping","-","-","-","-","Tidak Ada","-","-","Tidak ada Instalasi Pengolahan Air Lindi (IPAL) di TPA","-","TIDAK ADA","-","-"]
[null,2023,1,"Sumatera Utara","Kab. Langkat","TPA tangkahan durian","TPA Pemda (Non Regional)","A",7300,7300,0,0,0,0,"Jl. tangkahan durian","tangkahan durian","brandan barat",null,2,"Open Dumping","-","-","-","-","Tidak Ada","-","-","Tidak ada Instalasi Pengolahan Air Lindi (IPAL) di TPA","-","TIDAK ADA","-","-"]
[null,2023,1,"Sumatera Utara","Kab. Langkat","TPA Kwala Bingai","TPA Pemda (Non Regional)","A",16872.12,14933.97,803,803,332.15,0,"Jl. Kwala Bingai","Kwala Bingai","Stabat","Pemda DATI II",2.5,"Control Landfill",2005,"-",8000,"Otomatis Komputerisasi (Aplikasi Khusus TPA)","Ada dan berfungsi dengan baik","Tiga hari sekali atau seminggu dua kali",3,"Ada, Instalasi Pengolahan Air Lindi (IPAL) di TPA hanya berupa kolam pengendapan saja tanpa proses biologi atau proses kimia, masih berfungsi baik dan terawat.",3,"ADA","-","-"]
[null,2023,1,"Sumatera Utara","Kab. Simalungun","TPA Marjandi Embong","TPA Pemda (Non Regional)","A",46355,46351.35,3.65,0,0,0,"Panombeian Panei",null,null,"Pemda DATI II",14.08,"Control Landfill","-","-","-","Kombinasi timbangan dengan Komputer (excel / tidak otomatis)","Ada dan berfungsi dengan baik","Tiga atau Empat Bulan Sekali","-","Ada, Instalasi Pengolahan Air Lindi (IPAL) di TPA hanya berupa kolam pengendapan saja tanpa proses biologi atau proses kimia, masih berfungsi baik dan terawat.","-","TIDAK ADA","-","-"]
[null,2023,1,"Sumatera Utara","Kab. Simalungun","TPA Marjandi Embong","TPA Pemda (Non Regional)","A",46355,46351.35,3.65,0,0,0,"Panombeian Panei",null,null,"Pemda DATI II",14.08,"Control Landfill","-","-","-","Kombinasi timbangan dengan Komputer (excel / tidak otomatis)","Ada dan berfungsi dengan baik","Tiga atau Empat Bulan Sekali","-","Ada, Instalasi Pengolahan Air Lindi (IPAL) di TPA hanya berupa kolam pengendapan saja tanpa proses biologi atau proses kimia, masih berfungsi baik dan terawat.","-","TIDAK ADA","-","-"]
[null,2023,1,"Sumatera Utara","Kab. Serdang Bedagai","TPA BATANG TERAP","TPA Pemda (Non Regional)","A",2890.8,2708.3,0,0,182.5,0,"Kelurahan Batang Terap Kecamatan Perbaungan",null,null,"Pemda DATI II",2.5,"Open Dumping","-","-",28890,"Manual Book","Tidak Ada","Tidak ditutup sama sekali","-","Ada, Instalasi Pengolahan Air Lindi (IPAL) di TPA hanya berupa kolam pengendapan saja tanpa proses biologi atau proses kimia, masih berfungsi baik dan terawat.","-","ADA","-","-"]
[null,2023,1,"Sumatera Utara","Kab. Serdang Bedagai","TPA BELIDAAN","TPA Pemda (Non Regional)","A",3733.95,3551.45,0,0,182.5,0,"Desa Sei Parit Kec. Sei Rampah",null,null,"Pemda DATI II",4,"Open Dumping","-","-",22590,"Manual Book","Tidak Ada","Tidak ditutup sama sekali","-","Tidak ada Instalasi Pengolahan Air Lindi (IPAL) di TPA","-","ADA","-","-"]
[null,2023,1,"Sumatera Utara","Kab. Serdang Bedagai","TPA BATANG TERAP","TPA Pemda (Non Regional)","A",2890.8,2708.3,0,0,182.5,0,"Kelurahan Batang Terap Kecamatan Perbaungan",null,null,"Pemda DATI II",2.5,"Open Dumping","-","-",28890,"Manual Book","Tidak Ada","Tidak ditutup sama sekali","-","Ada, Instalasi Pengolahan Air Lindi (IPAL) di TPA hanya berupa kolam pengendapan saja tanpa proses biologi atau proses kimia, masih berfungsi baik dan terawat.","-","ADA","-","-"]
[null,2023,1,"Sumatera Utara","Kab. Serdang Bedagai","TPA BELIDAAN","TPA Pemda (Non Regional)","A",3733.95,3551.45,0,0,182.5,0,"Desa Sei Parit Kec. Sei Rampah",null,null,"Pemda DATI II",4,"Open Dumping","-","-",22590,"Manual Book","Tidak Ada","Tidak ditutup sama sekali","-","Tidak ada Instalasi Pengolahan Air Lindi (IPAL) di TPA","-","ADA","-","-"]
[null,2023,1,"Sumatera Utara","Kota Sibolga","TPA Sibolga","TPA Pemda (Non Regional)","A",11081.4,10844.15,73,73,91.25,0,"Jl. Sudirman","Huta Barangan","Sibolga Utara","Pemda DATI II",2,"Control Landfill",1993,2025,850,"Manual Book","Tidak Ada","Tiga atau Empat Bulan Sekali",2,"Ada, Instalasi Pengolahan Air Lindi (IPAL) di TPA hanya berupa kolam pengendapan saja tanpa proses biologi atau proses kimia, masih berfungsi baik dan terawat.",2,"ADA","Tidak ada. Gas Metana dibakar.","-"]
[null,2023,1,"Sumatera Barat","Kab. Sijunjung","TPA Muaro Batuak","TPA Pemda (Non Regional)","A",7300,7300,0,0,0,0,"Timbulun","Timbulun","Tanjung Gadang","Pemda DATI II",4,"Open Dumping",1994,"-","-","-","-","Sebulan sekali","-","-","-","TIDAK ADA","-","-"]
[null,2023,1,"Sumatera Barat","Kab. Sijunjung","TPA Muaro Batuak","TPA Pemda (Non Regional)","A",7300,7300,0,0,0,0,"Timbulun","Timbulun","Tanjung Gadang","Pemda DATI II",4,"Open Dumping",1994,"-","-","-","-","Sebulan sekali","-","-","-","TIDAK ADA","-","-"]
[null,2023,1,"Sumatera Barat","Kab. Tanah Datar","TPA Bukik Sangkiang","TPA Pemda (Non Regional)","A",16548.009999999998,16336.05,85.78,86.03,40.15,0,"Jorong Piliang","Limo Kaum","Lima Kaum","Pemda DATI II",3,"Control Landfill",2006,2030,10589,"Manual Book","Tidak Ada","Tujuh hari sekali atau Seminggu Sekali",2,"Ada, Instalasi Pengolahan Air Lindi (IPAL) di TPA hanya berupa kolam pengendapan saja tanpa proses biologi atau proses kimia, masih berfungsi baik dan terawat.",1,"ADA","Tidak ada. Gas Metana dibakar.","-"]
[null,2023,1,"Sumatera Barat","Kab. Tanah Datar","TPA Bukik Sangkiang","TPA Pemda (Non Regional)","A",16548.009999999998,16336.05,85.78,86.03,40.15,0,"Jorong Piliang","Limo Kaum","Lima Kaum","Pemda DATI II",3,"Control Landfill",2006,2030,10589,"Manual Book","Tidak Ada","Tujuh hari sekali atau Seminggu Sekali",2,"Ada, Instalasi Pengolahan Air Lindi (IPAL) di TPA hanya berupa kolam pengendapan saja tanpa proses biologi atau proses kimia, masih berfungsi baik dan terawat.",1,"ADA","Tidak ada. Gas Metana dibakar.","-"]
[null,2023,2,"Sumatera Barat","Kab. Solok Selatan","TPA Jujutan","TPA Pemda (Non Regional)","A",4281.09,4233.6400000000003,47.45,0,0,0,"Jorong jujutan, Nagari Lubuk Gadang Kecamatan Sangir",null,null,"Pemda DATI II",6.3,"Open Dumping","-","-","-","Manual Book","Tidak Ada","Tidak ditutup sama sekali","-","Ada, Instalasi Pengolahan Air Lindi (IPAL) di TPA tetapi sudah rusak atau tidak berfungsi dengan baik dan tidak terawat","-","ADA","-","-"]
[null,2023,2,"Sumatera Barat","Kab. Solok Selatan","TPA Jujutan","TPA Pemda (Non Regional)","A",4281.09,4233.6400000000003,47.45,0,0,0,"Jorong jujutan, Nagari Lubuk Gadang Kecamatan Sangir",null,null,"Pemda DATI II",6.3,"Open Dumping","-","-","-","Manual Book","Tidak Ada","Tidak ditutup sama sekali","-","Ada, Instalasi Pengolahan Air Lindi (IPAL) di TPA tetapi sudah rusak atau tidak berfungsi dengan baik dan tidak terawat","-","ADA","-","-"]
[null,2023,1,"Sumatera Barat","Kota Padang","UPTD TPA AIE DINGIN","TPA Pemda (Non Regional)","A",174105,155617.75,237.25,0,18250,0,"Aie Dingin","BALAI GADANG","KOTO TANGAH","Pemda DATI II",17,"Control Landfill",1988,5,"-","Kombinasi timbangan dengan Komputer (excel / tidak otomatis)","Ada dan berfungsi dengan baik","Tiga atau Empat Bulan Sekali","-","-","-","ADA","Tidak ada. Gas Metana dibakar.","-"]
[null,2023,1,"Sumatera Barat","Kota Solok","TPA Sampah Regional Solok","TPA Regional","A",16511.71,16402.21,36.5,0,73,0,"Ampang Kualo","Kampung Jawa","Tanjung Harapan","Pemda DATI I",6.24,"Control Landfill","23 Oktober 2014","-",21016,"Kombinasi timbangan dengan Komputer (excel / tidak otomatis)","Ada dan berfungsi dengan baik","Tujuh hari sekali atau Seminggu Sekali",2,"Ada, Instalasi Pengolahan Air Lindi (IPAL) di TPA berupa kolam pengendapan dan proses biologi, masih berfungsi baik dan terawat.",12,"ADA","Tidak ada. Gas Metana dibakar.","-"]
[null,2023,1,"Sumatera Barat","Kota Bukittinggi","TPA SAMPAH REGIONAL PAYAKUMBUH","TPA Regional","A",38024.53,38024.53,0,0,0,0,"KAPALO KOTO","KAPALO KOTO","PAYAKUMBUH SELATAN","Lainnya",13.79,"Sanitary Landfill","2-Aug-13","-",26,"Kombinasi timbangan dengan Komputer (excel / tidak otomatis)","Ada dan berfungsi dengan baik","Setiap hari",1,"Ada, Instalasi Pengolahan Air Lindi (IPAL) di TPA berupa kolam pengendapan dan proses biologi, masih berfungsi baik dan terawat.",12,"ADA","Tidak ada. Gas Metana dibakar.","-"]
[null,2023,1,"Sumatera Barat","Kota Pariaman","TPAS Tungkal Selatan","TPA Pemda (Non Regional)","A",10512,10512,0,0,0,0,"Desa Tungkal Selatan, Kecamatan Pariaman Utara, Kota Pariaman",null,null,"Pemda DATI II",14,"Open Dumping","-","-",15000,"Manual Book","Tidak Ada","Sebulan sekali","-","Tidak ada Instalasi Pengolahan Air Lindi (IPAL) di TPA","-","TIDAK ADA","Tidak ada. Gas Metana dibakar.","-"]
[null,2023,1,"Riau","Kab. Rokan Hilir","TPA Bagansiapiapi","TPA Pemda (Non Regional)","A",14454,13176.5,730,292,255.5,0,"Jalan Kecamatan","Bagan Punak","Bangko","Pemda DATI II",6,"Control Landfill","-",2025,40000,"Manual Book","Tidak Ada","Sebulan sekali",3,"Ada, Instalasi Pengolahan Air Lindi (IPAL) di TPA berupa kolam pengendapan dan proses biologi, masih berfungsi baik dan terawat.",6,"ADA","Tidak ada. Gas Metana dibakar.","-"]
[null,2023,1,"Riau","Kab. Rokan Hilir","TPA Bagansiapiapi","TPA Pemda (Non Regional)","A",14454,13176.5,730,292,255.5,0,"Jalan Kecamatan","Bagan Punak","Bangko","Pemda DATI II",6,"Control Landfill","-",2025,40000,"Manual Book","Tidak Ada","Sebulan sekali",3,"Ada, Instalasi Pengolahan Air Lindi (IPAL) di TPA berupa kolam pengendapan dan proses biologi, masih berfungsi baik dan terawat.",6,"ADA","Tidak ada. Gas Metana dibakar.","-"]
[null,2023,1,"Riau","Kab. Siak","TPA Tualang","TPA Pemda (Non Regional)","A",18071.150000000001,18071.150000000001,0,0,0,0,"Jl. Raya Perawang-Minas Km. 11 03/04","Kampung Perawang Barat","Tualang","Pemda DATI II",10,"Control Landfill",2013,2043,30000,"Manual Book","Ada dan berfungsi dengan baik","Tujuh hari sekali atau Seminggu Sekali",3,"Ada, Instalasi Pengolahan Air Lindi (IPAL) di TPA hanya berupa kolam pengendapan saja tanpa proses biologi atau proses kimia, masih berfungsi baik dan terawat.",1,"ADA","-","-"]
[null,2023,1,"Riau","Kab. Siak","TPA Buantan Besar/Siak","TPA Pemda (Non Regional)","A",5475,5398.35,25.55,51.1,0,0,"Jl. Raya Siak-Bungaraya 001/002","Buantan Besar","Siak","Pemda DATI II",4,"Control Landfill",2001,2030,30000,"Kombinasi timbangan dengan Komputer (excel / tidak otomatis)","Ada tapi sedang rusak","Tujuh hari sekali atau Seminggu Sekali",3,"Ada, Instalasi Pengolahan Air Lindi (IPAL) di TPA hanya berupa kolam pengendapan saja tanpa proses biologi atau proses kimia, masih berfungsi baik dan terawat.",1,"ADA","-","-"]
[null,2023,1,"Riau","Kab. Siak","TPA Kandis","TPA Pemda (Non Regional)","A",2920,2920,0,0,0,0,"Simpang Gelombang",null,"Kandis","Pemda DATI II",5,"Open Dumping","-","-",5,"-","-","Tidak ditutup sama sekali","-","Tidak ada Instalasi Pengolahan Air Lindi (IPAL) di TPA","-","TIDAK ADA","-","-"]
[null,2023,1,"Riau","Kab. Siak","TPA Lubuk Dalam","TPA Pemda (Non Regional)","A",1825,1825,0,0,0,0,"Jl. Sukarno hatta 08/02","Kampung Rawa Kao","Lubuk Dalam","Pemda DATI II",8,"Open Dumping",2010,"-",7,"Manual Book","-","Tidak ditutup sama sekali","-","Tidak ada Instalasi Pengolahan Air Lindi (IPAL) di TPA","-","TIDAK ADA","-","-"]
[null,2023,1,"Riau","Kab. Siak","TPA Tualang","TPA Pemda (Non Regional)","A",18071.150000000001,18071.150000000001,0,0,0,0,"Jl. Raya Perawang-Minas Km. 11 03/04","Kampung Perawang Barat","Tualang","Pemda DATI II",10,"Control Landfill",2013,2043,30000,"Manual Book","Ada dan berfungsi dengan baik","Tujuh hari sekali atau Seminggu Sekali",3,"Ada, Instalasi Pengolahan Air Lindi (IPAL) di TPA hanya berupa kolam pengendapan saja tanpa proses biologi atau proses kimia, masih berfungsi baik dan terawat.",1,"ADA","-","-"]
[null,2023,1,"Riau","Kab. Siak","TPA Buantan Besar/Siak","TPA Pemda (Non Regional)","A",5475,5398.35,25.55,51.1,0,0,"Jl. Raya Siak-Bungaraya 001/002","Buantan Besar","Siak","Pemda DATI II",4,"Control Landfill",2001,2030,30000,"Kombinasi timbangan dengan Komputer (excel / tidak otomatis)","Ada tapi sedang rusak","Tujuh hari sekali atau Seminggu Sekali",3,"Ada, Instalasi Pengolahan Air Lindi (IPAL) di TPA hanya berupa kolam pengendapan saja tanpa proses biologi atau proses kimia, masih berfungsi baik dan terawat.",1,"ADA","-","-"]
[null,2023,1,"Riau","Kab. Siak","TPA Kandis","TPA Pemda (Non Regional)","A",2920,2920,0,0,0,0,"Simpang Gelombang",null,"Kandis","Pemda DATI II",5,"Open Dumping","-","-",5,"-","-","Tidak ditutup sama sekali","-","Tidak ada Instalasi Pengolahan Air Lindi (IPAL) di TPA","-","TIDAK ADA","-","-"]
[null,2023,1,"Riau","Kab. Siak","TPA Lubuk Dalam","TPA Pemda (Non Regional)","A",1825,1825,0,0,0,0,"Jl. Sukarno hatta 08/02","Kampung Rawa Kao","Lubuk Dalam","Pemda DATI II",8,"Open Dumping",2010,"-",7,"Manual Book","-","Tidak ditutup sama sekali","-","Tidak ada Instalasi Pengolahan Air Lindi (IPAL) di TPA","-","TIDAK ADA","-","-"]
[null,2023,1,"Riau","Kab. Kuantan Singingi","TPS Logas Tanah Darat","TPA Pemda (Non Regional)","A",389.33,389.33,0,0,0,0,"Hulu Teso",null,null,"Pemda DATI II",0,"Open Dumping","-","-","-","-","-","-","-","-","-","TIDAK ADA","-","-"]
[null,2023,1,"Riau","Kab. Kuantan Singingi","TPS Pangean","TPA Pemda (Non Regional)","A",389.31,389.31,0,0,0,0,"Pangean",null,null,"Pemda DATI II",0,"Open Dumping","-","-","-","-","-","-","-","-","-","TIDAK ADA","-","-"]
[null,2023,1,"Riau","Kab. Kuantan Singingi","TPS Kuantan Hilir Seberang","TPA Pemda (Non Regional)","A",389.31,389.31,0,0,0,0,"KHS",null,null,"Pemda DATI II",0,"Open Dumping","-","-","-","-","-","-","-","-","-","TIDAK ADA","-","-"]
[null,2023,1,"Riau","Kab. Kuantan Singingi","TPS Cerenti","TPA Pemda (Non Regional)","A",389.31,389.31,0,0,0,0,"Cerenti",null,null,"Pemda DATI II",0,"Open Dumping","-","-","-","-","-","-","-","-","-","TIDAK ADA","-","-"]
[null,2023,1,"Riau","Kab. Kuantan Singingi","TPS Hulu Kuantan","TPA Pemda (Non Regional)","A",389.09,389.09,0,0,0,0,"Hulu Kuantan",null,null,"Pemda DATI II",0,"Open Dumping","-","-","-","-","-","-","-","-","-","TIDAK ADA","-","-"]
[null,2023,1,"Riau","Kab. Kuantan Singingi","TPS Pucuk Rantau","TPA Pemda (Non Regional)","A",389.33,389.33,0,0,0,0,"Pucuk Rantau",null,null,"Pemda DATI II",0,"Open Dumping","-","-","-","-","-","-","-","-","-","TIDAK ADA","-","-"]
[null,2023,1,"Riau","Kab. Kuantan Singingi","TPS Singingi","TPA Pemda (Non Regional)","A",389.33,389.33,0,0,0,0,"Singingi",null,null,"Pemda DATI II",0,"Open Dumping","-","-","-","-","-","-","-","-","-","TIDAK ADA","-","-"]
[null,2023,1,"Riau","Kab. Kuantan Singingi","TPS Singingi Hilir","TPA Pemda (Non Regional)","A",389.33,389.33,0,0,0,0,"Kecamatan Sekabupaten",null,null,"Pemda DATI II",0,"Open Dumping","-","-","-","-","-","-","-","-","-","TIDAK ADA","-","-"]
[null,2023,1,"Riau","Kab. Kuantan Singingi","TPA ANTARA","TPA Pemda (Non Regional)","A",365,346.75,6.08,0,12.17,0,"Kecamatan Kuantan Hilir",null,null,"Pemda DATI II",0,"Open Dumping","-","-","-","-","-","-","-","-","-","TIDAK ADA","-","-"]
[null,2023,1,"Riau","Kab. Kuantan Singingi","TPA SENTAJO","TPA Pemda (Non Regional)","A",9125,9094.58,12.17,0,18.25,0,"Muaro Sentajo",null,null,"Pemda DATI II",10,"Sanitary Landfill",2006,2040,0.9,"Manual Book","Ada tapi sedang rusak","Setiap hari",4,"Ada, Instalasi Pengolahan Air Lindi (IPAL) di TPA hanya berupa kolam pengendapan saja tanpa proses biologi atau proses kimia, masih berfungsi baik dan terawat.","-","ADA","-","-"]
[null,2023,1,"Riau","Kab. Kuantan Singingi","TPS Logas Tanah Darat","TPA Pemda (Non Regional)","A",389.33,389.33,0,0,0,0,"Hulu Teso",null,null,"Pemda DATI II",0,"Open Dumping","-","-","-","-","-","-","-","-","-","TIDAK ADA","-","-"]
[null,2023,1,"Riau","Kab. Kuantan Singingi","TPS Pangean","TPA Pemda (Non Regional)","A",389.31,389.31,0,0,0,0,"Pangean",null,null,"Pemda DATI II",0,"Open Dumping","-","-","-","-","-","-","-","-","-","TIDAK ADA","-","-"]
[null,2023,1,"Riau","Kab. Kuantan Singingi","TPS Kuantan Hilir Seberang","TPA Pemda (Non Regional)","A",389.31,389.31,0,0,0,0,"KHS",null,null,"Pemda DATI II",0,"Open Dumping","-","-","-","-","-","-","-","-","-","TIDAK ADA","-","-"]
[null,2023,1,"Riau","Kab. Kuantan Singingi","TPS Cerenti","TPA Pemda (Non Regional)","A",389.31,389.31,0,0,0,0,"Cerenti",null,null,"Pemda DATI II",0,"Open Dumping","-","-","-","-","-","-","-","-","-","TIDAK ADA","-","-"]
[null,2023,1,"Riau","Kab. Kuantan Singingi","TPS Hulu Kuantan","TPA Pemda (Non Regional)","A",389.09,389.09,0,0,0,0,"Hulu Kuantan",null,null,"Pemda DATI II",0,"Open Dumping","-","-","-","-","-","-","-","-","-","TIDAK ADA","-","-"]
[null,2023,1,"Riau","Kab. Kuantan Singingi","TPS Pucuk Rantau","TPA Pemda (Non Regional)","A",389.33,389.33,0,0,0,0,"Pucuk Rantau",null,null,"Pemda DATI II",0,"Open Dumping","-","-","-","-","-","-","-","-","-","TIDAK ADA","-","-"]
[null,2023,1,"Riau","Kab. Kuantan Singingi","TPS Singingi","TPA Pemda (Non Regional)","A",389.33,389.33,0,0,0,0,"Singingi",null,null,"Pemda DATI II",0,"Open Dumping","-","-","-","-","-","-","-","-","-","TIDAK ADA","-","-"]
[null,2023,1,"Riau","Kab. Kuantan Singingi","TPS Singingi Hilir","TPA Pemda (Non Regional)","A",389.33,389.33,0,0,0,0,"Kecamatan Sekabupaten",null,null,"Pemda DATI II",0,"Open Dumping","-","-","-","-","-","-","-","-","-","TIDAK ADA","-","-"]
[null,2023,1,"Riau","Kab. Kuantan Singingi","TPA ANTARA","TPA Pemda (Non Regional)","A",365,346.75,6.08,0,12.17,0,"Kecamatan Kuantan Hilir",null,null,"Pemda DATI II",0,"Open Dumping","-","-","-","-","-","-","-","-","-","TIDAK ADA","-","-"]
[null,2023,1,"Riau","Kab. Kuantan Singingi","TPA SENTAJO","TPA Pemda (Non Regional)","A",9125,9094.58,12.17,0,18.25,0,"Muaro Sentajo",null,null,"Pemda DATI II",10,"Sanitary Landfill",2006,2040,0.9,"Manual Book","Ada tapi sedang rusak","Setiap hari",4,"Ada, Instalasi Pengolahan Air Lindi (IPAL) di TPA hanya berupa kolam pengendapan saja tanpa proses biologi atau proses kimia, masih berfungsi baik dan terawat.","-","ADA","-","-"]
[null,2023,1,"Jambi","Kota Sungai Penuh","TPST RENAH PADANG TINGGI",null,"A",13140,13140,0,0,0,0,"Renah Padang Tinggi, Desa Sungai Ning, Kec. Sungai Bungkal, Sungai Penuh, Jambi",null,null,null,0,"Control Landfill","-","-","-","Manual Book","Tidak Ada","Tiga hari sekali atau seminggu dua kali","-","Ada, Instalasi Pengolahan Air Lindi (IPAL) di TPA hanya berupa kolam pengendapan saja tanpa proses biologi atau proses kimia, masih berfungsi baik dan terawat.","-","ADA","-","-"]
[null,2023,2,"Bengkulu","Kab. Seluma","TPS Bungamas","TPA Pemda (Non Regional)","A",365,365,0,0,0,0,"Bungamas",null,null,null,0,"Open Dumping","-","-",8000,"Manual Book","Tidak Ada","Tidak ditutup sama sekali","-","Tidak ada Instalasi Pengolahan Air Lindi (IPAL) di TPA","-","TIDAK ADA","-","-"]
[null,2023,2,"Bengkulu","Kab. Seluma","TPA Talang Sali","TPA Pemda (Non Regional)","A",2131.6,2131.6,0,0,0,0,"Seluma Timur",null,null,"Pemda DATI II",0,"Open Dumping","-","-",8000,"Manual Book","Tidak Ada","Tidak ditutup sama sekali","-","Ada, Instalasi Pengolahan Air Lindi (IPAL) di TPA tetapi sudah rusak atau tidak berfungsi dengan baik dan tidak terawat","-","ADA","-","-"]
[null,2023,1,"Lampung","Kab. Tanggamus","TPA Kalimiring","TPA Pemda (Non Regional)","A",10246.68,10214.48,8.1999999999999993,24,0,0,"Jl. Kalimiring","Kalimiring","Kota Agung Barat","Pemda DATI II",3.72,"Control Landfill","15 Juni 2016","Masih Beroperasi",7700,"Manual Book","Tidak Ada","Tujuh hari sekali atau Seminggu Sekali",2,"Ada, Instalasi Pengolahan Air Lindi (IPAL) di TPA berupa kolam pengendapan dan proses biologi, masih berfungsi baik dan terawat.",2,"ADA","-","-"]
[null,2023,1,"Lampung","Kab. Tanggamus","TPA Kalimiring","TPA Pemda (Non Regional)","A",10246.68,10214.48,8.1999999999999993,24,0,0,"Jl. Kalimiring","Kalimiring","Kota Agung Barat","Pemda DATI II",3.72,"Control Landfill","15 Juni 2016","Masih Beroperasi",7700,"Manual Book","Tidak Ada","Tujuh hari sekali atau Seminggu Sekali",2,"Ada, Instalasi Pengolahan Air Lindi (IPAL) di TPA berupa kolam pengendapan dan proses biologi, masih berfungsi baik dan terawat.",2,"ADA","-","-"]
[null,2023,2,"Lampung","Kota Bandar Lampung","TPA Bakung","TPA Pemda (Non Regional)","A",266450,127750,127750,3650,7300,0,"Jl. Tulung Buyut","Bakung","Teluk Betung Barat","Pemda DATI II",13.47,"Open Dumping","-","-","-","Manual Book","Ada tapi sedang rusak","Sebulan sekali",4,"Ada, Instalasi Pengolahan Air Lindi (IPAL) di TPA tetapi sudah rusak atau tidak berfungsi dengan baik dan tidak terawat","-","ADA","Untuk Energi Listrik","-"]
[null,2023,2,"Kepulauan Riau","Kab. Bintan","TPA Sei Enam","TPA Pemda (Non Regional)","A",14592.7,14569.7,9.1300000000000008,13.87,0,0,"Jl. Sei Enam Darat","Sungai Enam","Bintan Timur","Pemda DATI II",5,"Control Landfill","tahun 2012",2042,12000,"Manual Book","-","Dua minggu sekali",2,"Ada, Instalasi Pengolahan Air Lindi (IPAL) di TPA berupa kolam pengendapan dan proses biologi, masih berfungsi baik dan terawat.",2,"ADA","Tidak ada. Melepas gas Metana ke udara.","-"]
[null,2023,1,"Kepulauan Riau","Kab. Karimun","TPST MORO","TPA Pemda (Non Regional)","A",730,730,0,0,0,0,"JL.PT Pasir Moro",null,null,"Pemda DATI II",1,"Open Dumping",2016,"-",0.5,"-","Tidak Ada","Tidak ditutup sama sekali","-","Tidak ada Instalasi Pengolahan Air Lindi (IPAL) di TPA","-","TIDAK ADA","-","-"]
[null,2023,1,"Kepulauan Riau","Kab. Karimun","TPST KUNDUR","TPA Pemda (Non Regional)","A",1314,1299.4000000000001,0,0,14.6,0,"Desa Lubuk",null,null,"Pemda DATI II",3,"Open Dumping",2016,"-","-","-","Tidak Ada","Tidak ditutup sama sekali","-","Tidak ada Instalasi Pengolahan Air Lindi (IPAL) di TPA","-","TIDAK ADA","-","-"]
[null,2023,1,"Kepulauan Riau","Kab. Karimun","TPA Sememal","TPA Pemda (Non Regional)","A",26645,25666.799999999999,29.2,0,949,0,"pasir panjang","pasir panjang","meral barat","Pemda DATI II",3.7,"Sanitary Landfill",2002,2020,10000,"Manual Book","Ada dan berfungsi dengan baik","Tiga hari sekali atau seminggu dua kali",2,"Ada, Instalasi Pengolahan Air Lindi (IPAL) di TPA berupa kolam pengendapan dan proses biologi, masih berfungsi baik dan terawat.",1,"ADA","Tidak ada. Gas Metana dibakar.","-"]
[null,2023,1,"Kepulauan Riau","Kab. Karimun","TPST MORO","TPA Pemda (Non Regional)","A",730,730,0,0,0,0,"JL.PT Pasir Moro",null,null,"Pemda DATI II",1,"Open Dumping",2016,"-",0.5,"-","Tidak Ada","Tidak ditutup sama sekali","-","Tidak ada Instalasi Pengolahan Air Lindi (IPAL) di TPA","-","TIDAK ADA","-","-"]
[null,2023,1,"Kepulauan Riau","Kab. Karimun","TPST KUNDUR","TPA Pemda (Non Regional)","A",1314,1299.4000000000001,0,0,14.6,0,"Desa Lubuk",null,null,"Pemda DATI II",3,"Open Dumping",2016,"-","-","-","Tidak Ada","Tidak ditutup sama sekali","-","Tidak ada Instalasi Pengolahan Air Lindi (IPAL) di TPA","-","TIDAK ADA","-","-"]
[null,2023,1,"Kepulauan Riau","Kab. Karimun","TPA Sememal","TPA Pemda (Non Regional)","A",26645,25666.799999999999,29.2,0,949,0,"pasir panjang","pasir panjang","meral barat","Pemda DATI II",3.7,"Sanitary Landfill",2002,2020,10000,"Manual Book","Ada dan berfungsi dengan baik","Tiga hari sekali atau seminggu dua kali",2,"Ada, Instalasi Pengolahan Air Lindi (IPAL) di TPA berupa kolam pengendapan dan proses biologi, masih berfungsi baik dan terawat.",1,"ADA","Tidak ada. Gas Metana dibakar.","-"]
[null,2023,1,"Kepulauan Riau","Kab. Kepulauan Anambas","TPST Rintis",null,"A",267.3,267.3,0,0,0,0,"Jln. WR Supratman Rintis",null,null,null,0,"-","-","-","-","Manual Book","-","-","-","Tidak ada Instalasi Pengolahan Air Lindi (IPAL) di TPA","-","ADA","-","-"]
[null,2023,1,"Kepulauan Riau","Kab. Kepulauan Anambas","TPST Rintis",null,"A",267.3,267.3,0,0,0,0,"Jln. WR Supratman Rintis",null,null,null,0,"-","-","-","-","Manual Book","-","-","-","Tidak ada Instalasi Pengolahan Air Lindi (IPAL) di TPA","-","ADA","-","-"]
[null,2023,1,"Kepulauan Riau","Kota Tanjung Pinang","TPA Ganet","TPA Pemda (Non Regional)","A",31280.5,31280.5,0,0,0,0,"Jl. Angsana","Pinang Kencana","Tanjungpinang Timur","Lainnya",14.2,"Control Landfill",20081992,2030,120000,"Kombinasi timbangan dengan Komputer (excel / tidak otomatis)","Ada dan berfungsi dengan baik","Tiga hari sekali atau seminggu dua kali",2,"-","-","ADA","Untuk Bahan Bakar","-"]
[null,2023,1,"DKI Jakarta","Kab. Adm. Kep. Seribu","TPST Bantargebang","TPA Regional","A",4064.17,4064.17,0,0,0,0,"Jalan Raya Narogong Km. 14 Pangkalan V","Cikiwul, Ciketing Udik, dan Sumur Batu","Bantargebang",null,104.72,"Sanitary Landfill","1 Agustus 1989","-",609300,"Otomatis Komputerisasi (Aplikasi Khusus TPA)","Ada dan berfungsi dengan baik","Setahun Sekali",2,"-",1,"ADA","-","-"]
[null,2023,1,"DKI Jakarta","Kota Adm. Jakarta Pusat","TPST Bantar Gebang","TPA Regional","A",225621.11,225621.11,0,0,0,0,"Jalan Raya Narogong km 14 Pangkalan V","Ciwikul, Ciketing Udik dan Sumur Batu","Bantar Gebang","Pemda DATI I",104.72,"Control Landfill","1 Agustus 1989","-",609300,"Otomatis Komputerisasi (Aplikasi Khusus TPA)","Ada dan berfungsi dengan baik","Setahun Sekali",2,"Ada, Instalasi Pengolahan Air Lindi (IPAL) di TPA berupa kolam pengendapan dan proses biologi serta proses kimia, masih berfungsi baik dan terawat.",2,"ADA","Untuk Energi Listrik","-"]
[null,2023,1,"DKI Jakarta","Kota Adm. Jakarta Barat","TPST Bantargebang","TPA Regional","A",534871.01,534871.01,0,0,0,0,"Jalan Raya Narogong Km. 14 Pangkalan V","Cikiwul, Ciketing Udik, dan Sumur Batu","Bantargebang",null,104.72,"Control Landfill","1 Agustus 1989","-",609300,"Otomatis Komputerisasi (Aplikasi Khusus TPA)","Ada dan berfungsi dengan baik","Setahun Sekali",2,"Ada, Instalasi Pengolahan Air Lindi (IPAL) di TPA berupa kolam pengendapan dan proses biologi serta proses kimia, masih berfungsi baik dan terawat.",2,"ADA","Untuk Energi Listrik","-"]
[null,2023,1,"DKI Jakarta","Kota Adm. Jakarta Selatan","TPA Bantar Gebang","TPA Regional","A",524501.35,524501.35,0,0,0,0,"Jl. Raya Narogong Km.14","Cikiwul, Ciketing","Bantar Gebang","Pemda DATI I",104.72,"Control Landfill","1 AGUSTUS 1989","-",609300,"Otomatis Komputerisasi (Aplikasi Khusus TPA)","Ada dan berfungsi dengan baik","Setahun Sekali",2,"Ada, Instalasi Pengolahan Air Lindi (IPAL) di TPA berupa kolam pengendapan dan proses biologi serta proses kimia, masih berfungsi baik dan terawat.",109,"ADA","Untuk Energi Listrik","-"]
[null,2023,1,"DKI Jakarta","Kota Adm. Jakarta Timur","TPST Bantar gebang","TPA Regional","A",609550,609550,0,0,0,0,"Jalan Raya Narogong Km. 14 Pangkalan V","Cikiwul, Ciketing Udik, dan Sumur Batu","BANTAR GEBANG",null,104.72,"Control Landfill","1 Agustus 1989","-","-","-","-","Tujuh hari sekali atau Seminggu Sekali","-","-","-","TIDAK ADA","-","-"]
[null,2023,1,"Jawa Barat","Kab. Cianjur","TPA Pasir Sembung","TPA Pemda (Non Regional)","A",118990,117229.24,730,365,665.76,0,"Jl Raya Cibeber 200",null,null,"Pemda DATI II",7,"Open Dumping","-","-",400,"Kombinasi timbangan dengan Komputer (excel / tidak otomatis)","Ada dan berfungsi dengan baik","Tujuh hari sekali atau Seminggu Sekali",4,"Ada, Instalasi Pengolahan Air Lindi (IPAL) di TPA berupa kolam pengendapan dan proses biologi, masih berfungsi baik dan terawat.","-","ADA","Tidak ada. Gas Metana dibakar.","-"]
[null,2023,1,"Jawa Barat","Kab. Kuningan","Tempat Pembuangan  Sampah Akhir","TPA Pemda (Non Regional)","A",96725,1825,31025,54750,9125,0,"Desa Ciniru Kecamatan Jalaksana",null,null,"Pemda DATI II",5.5,"Open Dumping",2000,"-",4,"Kombinasi timbangan dengan Komputer (excel / tidak otomatis)","Ada dan berfungsi dengan baik","Sebulan sekali",1,"Ada, Instalasi Pengolahan Air Lindi (IPAL) di TPA hanya berupa kolam pengendapan saja tanpa proses biologi atau proses kimia, masih berfungsi baik dan terawat.",2,"ADA","-","-"]
[null,2023,1,"Jawa Barat","Kab. Kuningan","Tempat Pembuangan  Sampah Akhir","TPA Pemda (Non Regional)","A",96725,1825,31025,54750,9125,0,"Desa Ciniru Kecamatan Jalaksana",null,null,"Pemda DATI II",5.5,"Open Dumping",2000,"-",4,"Kombinasi timbangan dengan Komputer (excel / tidak otomatis)","Ada dan berfungsi dengan baik","Sebulan sekali",1,"Ada, Instalasi Pengolahan Air Lindi (IPAL) di TPA hanya berupa kolam pengendapan saja tanpa proses biologi atau proses kimia, masih berfungsi baik dan terawat.",2,"ADA","-","-"]
[null,2023,1,"Jawa Barat","Kota Bogor","TPA Galuga","TPA Pemda (Non Regional)","A",188219.92,181770.37,365,365,5719.55,0,"Kp.Lalamping, RT 05 / RW 08","Galuga","Cibungbulang","Pemda DATI II",38.700000000000003,"Open Dumping","Januari 2010","Desember 2030",19700,"Kombinasi timbangan dengan Komputer (excel / tidak otomatis)","Ada dan berfungsi dengan baik","Sebulan sekali",1,"Ada, Instalasi Pengolahan Air Lindi (IPAL) di TPA berupa kolam pengendapan dan proses biologi serta proses kimia, masih berfungsi baik dan terawat.",2,"ADA","Tidak ada. Gas Metana dibakar.","-"]
[null,2023,1,"Jawa Barat","Kota Tasikmalaya","TPA Ciangir","TPA Pemda (Non Regional)","A",62378.5,62378.5,0,0,0,0,"Jl. Cikadongdong","Tamansari","Tamansari","Pemda DATI II",6.5,"Open Dumping",2002,"-",40008,"Kombinasi timbangan dengan Komputer (excel / tidak otomatis)","Ada dan berfungsi dengan baik","Tidak ditutup sama sekali",1,"Ada, Instalasi Pengolahan Air Lindi (IPAL) di TPA hanya berupa kolam pengendapan saja tanpa proses biologi atau proses kimia, masih berfungsi baik dan terawat.",1,"ADA","-","-"]
[null,2023,2,"Jawa Tengah","Kab. Banyumas","TPA BLE","TPA Pemda (Non Regional)","A",58582.5,0,33032.5,25550,0,0,"Wlahar Wetan, Kec. Kalibagor",null,null,"Pemda DATI II",0,"Sanitary Landfill","-","-","-","-","-","Dua minggu sekali","-","-","-","TIDAK ADA","-","-"]
[null,2023,2,"Jawa Tengah","Kab. Banyumas","TPA BLE","TPA Pemda (Non Regional)","A",58582.5,0,33032.5,25550,0,0,"Wlahar Wetan, Kec. Kalibagor",null,null,"Pemda DATI II",0,"Sanitary Landfill","-","-","-","-","-","Dua minggu sekali","-","-","-","TIDAK ADA","-","-"]
[null,2023,2,"Jawa Tengah","Kab. Wonosobo","TPA Wonorejo","TPA Pemda (Non Regional)","A",47450,46720,0,0,730,0,"Jl. Dusun Losari","Wonorejo","Selomerto","Lainnya",2.7,"Control Landfill",1985,"-",12207,"Kombinasi timbangan dengan Komputer (excel / tidak otomatis)","Ada dan berfungsi dengan baik","Sebulan sekali","-","Ada, Instalasi Pengolahan Air Lindi (IPAL) di TPA hanya berupa kolam pengendapan saja tanpa proses biologi atau proses kimia, masih berfungsi baik dan terawat.","-","ADA","Tidak ada. Gas Metana dibakar.","-"]
[null,2023,2,"Jawa Tengah","Kab. Wonosobo","TPA Wonorejo","TPA Pemda (Non Regional)","A",47450,46720,0,0,730,0,"Jl. Dusun Losari","Wonorejo","Selomerto","Lainnya",2.7,"Control Landfill",1985,"-",12207,"Kombinasi timbangan dengan Komputer (excel / tidak otomatis)","Ada dan berfungsi dengan baik","Sebulan sekali","-","Ada, Instalasi Pengolahan Air Lindi (IPAL) di TPA hanya berupa kolam pengendapan saja tanpa proses biologi atau proses kimia, masih berfungsi baik dan terawat.","-","ADA","Tidak ada. Gas Metana dibakar.","-"]
[null,2023,1,"Jawa Tengah","Kab. Boyolali","TPA WINONG","TPA Pemda (Non Regional)","A",30112.5,27203.45,1095,0,1814.05,0,"Dk. Kuncen","Desa Winong","Boyolali","Lainnya",40,"Sanitary Landfill",1990,"-",500,"Otomatis Komputerisasi (Aplikasi Khusus TPA)","Ada dan berfungsi dengan baik","Dua minggu sekali",3,"Ada, Instalasi Pengolahan Air Lindi (IPAL) di TPA berupa kolam pengendapan dan proses biologi serta proses kimia, masih berfungsi baik dan terawat.",4,"ADA","Untuk Bahan Bakar","-"]
[null,2023,1,"Jawa Tengah","Kab. Boyolali","TPA WINONG","TPA Pemda (Non Regional)","A",30112.5,27203.45,1095,0,1814.05,0,"Dk. Kuncen","Desa Winong","Boyolali","Lainnya",40,"Sanitary Landfill",1990,"-",500,"Otomatis Komputerisasi (Aplikasi Khusus TPA)","Ada dan berfungsi dengan baik","Dua minggu sekali",3,"Ada, Instalasi Pengolahan Air Lindi (IPAL) di TPA berupa kolam pengendapan dan proses biologi serta proses kimia, masih berfungsi baik dan terawat.",4,"ADA","Untuk Bahan Bakar","-"]
[null,2023,1,"Jawa Tengah","Kab. Sukoharjo","TPA MOJOREJO","TPA Pemda (Non Regional)","A",75310.45,74080.53,49.17,0,1180.75,0,"Jl. Mulur - Puhgogor","MOJOREJO","BENDOSARI","Pemda DATI II",4.5,"Control Landfill",1995,"-",10000,"Kombinasi timbangan dengan Komputer (excel / tidak otomatis)","-","Tiga atau Empat Bulan Sekali",3,"Ada, Instalasi Pengolahan Air Lindi (IPAL) di TPA tetapi sudah rusak atau tidak berfungsi dengan baik dan tidak terawat",1,"ADA","-",25]
[null,2023,1,"Jawa Tengah","Kab. Sukoharjo","TPA MOJOREJO","TPA Pemda (Non Regional)","A",75310.45,74080.53,49.17,0,1180.75,0,"Jl. Mulur - Puhgogor","MOJOREJO","BENDOSARI","Pemda DATI II",4.5,"Control Landfill",1995,"-",10000,"Kombinasi timbangan dengan Komputer (excel / tidak otomatis)","-","Tiga atau Empat Bulan Sekali",3,"Ada, Instalasi Pengolahan Air Lindi (IPAL) di TPA tetapi sudah rusak atau tidak berfungsi dengan baik dan tidak terawat",1,"ADA","-",25]
[null,2023,2,"Jawa Tengah","Kab. Sragen","TPA Tanggan","TPA Pemda (Non Regional)","A",69350,63145,3650,1825,730,0,"Jl. Jati Sari","Tanggan","Gesi","Pemda DATI II",4.5999999999999996,"Control Landfill",1991,2025,6155,"Kombinasi timbangan dengan Komputer (excel / tidak otomatis)","Ada dan berfungsi dengan baik","Sebulan sekali",4,"Ada, Instalasi Pengolahan Air Lindi (IPAL) di TPA berupa kolam pengendapan dan proses biologi, masih berfungsi baik dan terawat.",2,"ADA","Tidak ada. Melepas gas Metana ke udara.","-"]
[null,2023,2,"Jawa Tengah","Kab. Sragen","TPA Tanggan","TPA Pemda (Non Regional)","A",69350,63145,3650,1825,730,0,"Jl. Jati Sari","Tanggan","Gesi","Pemda DATI II",4.5999999999999996,"Control Landfill",1991,2025,6155,"Kombinasi timbangan dengan Komputer (excel / tidak otomatis)","Ada dan berfungsi dengan baik","Sebulan sekali",4,"Ada, Instalasi Pengolahan Air Lindi (IPAL) di TPA berupa kolam pengendapan dan proses biologi, masih berfungsi baik dan terawat.",2,"ADA","Tidak ada. Melepas gas Metana ke udara.","-"]
[null,2023,1,"Jawa Tengah","Kab. Temanggung","TPA Sanggrahan","TPA Pemda (Non Regional)","A",42965.97,35483.47,4380,0,3102.5,0,"Losari, Sanggrahan","Sanggrahan","Kranggan","Pemda DATI II",6.03,"Open Dumping","Mei 2010","-",9144,"Kombinasi timbangan dengan Komputer (excel / tidak otomatis)","Ada dan berfungsi dengan baik","Setahun Sekali",3,"Ada, Instalasi Pengolahan Air Lindi (IPAL) di TPA berupa kolam pengendapan dan proses biologi, masih berfungsi baik dan terawat.",12,"ADA","Tidak ada. Melepas gas Metana ke udara.","-"]
[null,2023,1,"Jawa Tengah","Kab. Temanggung","TPA Sanggrahan","TPA Pemda (Non Regional)","A",42965.97,35483.47,4380,0,3102.5,0,"Losari, Sanggrahan","Sanggrahan","Kranggan","Pemda DATI II",6.03,"Open Dumping","Mei 2010","-",9144,"Kombinasi timbangan dengan Komputer (excel / tidak otomatis)","Ada dan berfungsi dengan baik","Setahun Sekali",3,"Ada, Instalasi Pengolahan Air Lindi (IPAL) di TPA berupa kolam pengendapan dan proses biologi, masih berfungsi baik dan terawat.",12,"ADA","Tidak ada. Melepas gas Metana ke udara.","-"]
[null,2023,1,"Jawa Tengah","Kab. Pemalang","TPA Pegongsoran",null,"A",120450,5840,113150,730,730,0,"Desa Pegongsoran","Pegongsoran","Pemalang",null,0,"Control Landfill","-","-",20000,"Otomatis Komputerisasi (Aplikasi Khusus TPA)","Ada dan berfungsi dengan baik","Sebulan sekali",2,"Ada, Instalasi Pengolahan Air Lindi (IPAL) di TPA berupa kolam pengendapan dan proses biologi, masih berfungsi baik dan terawat.","-","ADA","Untuk Bahan Bakar","-"]
[null,2023,1,"Jawa Tengah","Kab. Pemalang","TPA Pegongsoran",null,"A",120450,5840,113150,730,730,0,"Desa Pegongsoran","Pegongsoran","Pemalang",null,0,"Control Landfill","-","-",20000,"Otomatis Komputerisasi (Aplikasi Khusus TPA)","Ada dan berfungsi dengan baik","Sebulan sekali",2,"Ada, Instalasi Pengolahan Air Lindi (IPAL) di TPA berupa kolam pengendapan dan proses biologi, masih berfungsi baik dan terawat.","-","ADA","Untuk Bahan Bakar","-"]
[null,2023,2,"Jawa Tengah","Kab. Tegal","TPA Penujah","TPA Pemda (Non Regional)","A",113880,113150,0,0,730,0,"Jl Rayan Slawi","Penujah","Kedungbanteng","Pemda DATI II",4170,"Open Dumping","17 Februari 1985","1 Januari 2027",17998.75,"Manual Book","Tidak Ada","Setahun Sekali",1,"Ada, Instalasi Pengolahan Air Lindi (IPAL) di TPA tetapi sudah rusak atau tidak berfungsi dengan baik dan tidak terawat","-","ADA","Tidak ada. Gas Metana dibakar.","-"]
[null,2023,2,"Jawa Tengah","Kota Salatiga","TPA NGRONGGO",null,"A",29404.400000000001,20246.55,365,0,8792.85,0,"Ngronggo",null,null,null,0,"Control Landfill","-","-",10000,"Kombinasi timbangan dengan Komputer (excel / tidak otomatis)","-","Tiga atau Empat Bulan Sekali",7,"-",1,"ADA","Untuk Bahan Bakar","-"]
[null,2023,1,"Jawa Tengah","Kota Semarang","TPA Jatibarang","TPA Pemda (Non Regional)","A",310762.52,304922.52,0,0,5840,0,"Jl. Untung Suropati","Bambankerep","Mijen","Lainnya",46.02,"Control Landfill",1990,2021,232,"Kombinasi timbangan dengan Komputer (excel / tidak otomatis)","Ada dan berfungsi dengan baik","Tujuh hari sekali atau Seminggu Sekali",3,"Ada, Instalasi Pengolahan Air Lindi (IPAL) di TPA berupa kolam pengendapan dan proses biologi serta proses kimia, masih berfungsi baik dan terawat.",12,"ADA","Untuk Energi Listrik","-"]
[null,2023,1,"Jawa Timur","Kab. Pacitan","TPA DADAPAN","TPA Pemda (Non Regional)","A",11248.94,11148.77,1.64,0,98.52,0,"Jl. Solo - Pacitan RT.04 RW.06","Dadapan","Pringkuku","Pemda DATI II",6.88,"Control Landfill","1 Januari 2016",30,6000,"Kombinasi timbangan dengan Komputer (excel / tidak otomatis)","Ada dan berfungsi dengan baik","Tujuh hari sekali atau Seminggu Sekali",2,"Ada, Instalasi Pengolahan Air Lindi (IPAL) di TPA berupa kolam pengendapan dan proses biologi, masih berfungsi baik dan terawat.",12,"ADA","Untuk Bahan Bakar","-"]
[null,2023,1,"Jawa Timur","Kab. Pacitan","TPA DADAPAN","TPA Pemda (Non Regional)","A",11248.94,11148.77,1.64,0,98.52,0,"Jl. Solo - Pacitan RT.04 RW.06","Dadapan","Pringkuku","Pemda DATI II",6.88,"Control Landfill","1 Januari 2016",30,6000,"Kombinasi timbangan dengan Komputer (excel / tidak otomatis)","Ada dan berfungsi dengan baik","Tujuh hari sekali atau Seminggu Sekali",2,"Ada, Instalasi Pengolahan Air Lindi (IPAL) di TPA berupa kolam pengendapan dan proses biologi, masih berfungsi baik dan terawat.",12,"ADA","Untuk Bahan Bakar","-"]
[null,2023,1,"Jawa Timur","Kab. Banyuwangi","TPA Karangbendo","TPA Pemda (Non Regional)","A",50647.4,26028.15,24444.05,0,175.2,0,"Rogojampi",null,null,"Pemda DATI II",0,"Control Landfill","-","-","-","-","-","-","-","-","-","TIDAK ADA","-","-"]
[null,2023,1,"Jawa Timur","Kab. Banyuwangi","TPA Karangbendo","TPA Pemda (Non Regional)","A",50647.4,26028.15,24444.05,0,175.2,0,"Rogojampi",null,null,"Pemda DATI II",0,"Control Landfill","-","-","-","-","-","-","-","-","-","TIDAK ADA","-","-"]
[null,2023,1,"Jawa Timur","Kab. Mojokerto","TPA Karangdiyeng Ibukota Kabupaten","TPA Pemda (Non Regional)","A",7582.15,7582.15,0,0,0,0,"Desa Karangdiyeng, Kecamatan Kutorejo",null,null,"Pemda DATI II",4.2,"Control Landfill","-","-",2775,"Otomatis Komputerisasi (Aplikasi Khusus TPA)","Ada dan berfungsi dengan baik","Tujuh hari sekali atau Seminggu Sekali",4,"Ada, Instalasi Pengolahan Air Lindi (IPAL) di TPA hanya berupa kolam pengendapan saja tanpa proses biologi atau proses kimia, masih berfungsi baik dan terawat.",12,"ADA","-","-"]
[null,2023,1,"Jawa Timur","Kab. Mojokerto","TPA Karangdiyeng","TPA Pemda (Non Regional)","A",21579.9,19868.05,18.25,0,1693.6,0,"Desa Karangdiyeng, Kecamatan Kutorejo",null,null,"Pemda DATI II",4.2,"Control Landfill","-","-",2775,"Otomatis Komputerisasi (Aplikasi Khusus TPA)","Ada dan berfungsi dengan baik","Tujuh hari sekali atau Seminggu Sekali",4,"Ada, Instalasi Pengolahan Air Lindi (IPAL) di TPA berupa kolam pengendapan dan proses biologi serta proses kimia, masih berfungsi baik dan terawat.",12,"ADA","-","-"]
[null,2023,1,"Jawa Timur","Kab. Mojokerto","TPA Karangdiyeng Ibukota Kabupaten","TPA Pemda (Non Regional)","A",7582.15,7582.15,0,0,0,0,"Desa Karangdiyeng, Kecamatan Kutorejo",null,null,"Pemda DATI II",4.2,"Control Landfill","-","-",2775,"Otomatis Komputerisasi (Aplikasi Khusus TPA)","Ada dan berfungsi dengan baik","Tujuh hari sekali atau Seminggu Sekali",4,"Ada, Instalasi Pengolahan Air Lindi (IPAL) di TPA hanya berupa kolam pengendapan saja tanpa proses biologi atau proses kimia, masih berfungsi baik dan terawat.",12,"ADA","-","-"]
[null,2023,1,"Jawa Timur","Kab. Mojokerto","TPA Karangdiyeng","TPA Pemda (Non Regional)","A",21579.9,19868.05,18.25,0,1693.6,0,"Desa Karangdiyeng, Kecamatan Kutorejo",null,null,"Pemda DATI II",4.2,"Control Landfill","-","-",2775,"Otomatis Komputerisasi (Aplikasi Khusus TPA)","Ada dan berfungsi dengan baik","Tujuh hari sekali atau Seminggu Sekali",4,"Ada, Instalasi Pengolahan Air Lindi (IPAL) di TPA berupa kolam pengendapan dan proses biologi serta proses kimia, masih berfungsi baik dan terawat.",12,"ADA","-","-"]
[null,2023,1,"Jawa Timur","Kab. Jombang","TPA Banjardowo","TPA Pemda (Non Regional)","A",54012.7,52362.9,489.1,1087.7,73,0,"Desa Banjardowo","Banjardowo","Jombang","Pemda DATI II",39.24,"Control Landfill",1994,"-",44684,"Otomatis Komputerisasi (Aplikasi Khusus TPA)","Ada dan berfungsi dengan baik","Tujuh hari sekali atau Seminggu Sekali",5,"Ada, Instalasi Pengolahan Air Lindi (IPAL) di TPA berupa kolam pengendapan dan proses biologi, masih berfungsi baik dan terawat.",12,"ADA","Tidak ada. Melepas gas Metana ke udara.","-"]
[null,2023,1,"Jawa Timur","Kab. Jombang","TPA Banjardowo","TPA Pemda (Non Regional)","A",54012.7,52362.9,489.1,1087.7,73,0,"Desa Banjardowo","Banjardowo","Jombang","Pemda DATI II",39.24,"Control Landfill",1994,"-",44684,"Otomatis Komputerisasi (Aplikasi Khusus TPA)","Ada dan berfungsi dengan baik","Tujuh hari sekali atau Seminggu Sekali",5,"Ada, Instalasi Pengolahan Air Lindi (IPAL) di TPA berupa kolam pengendapan dan proses biologi, masih berfungsi baik dan terawat.",12,"ADA","Tidak ada. Melepas gas Metana ke udara.","-"]
[null,2023,1,"Jawa Timur","Kab. Magetan","Milangasri","TPA Pemda (Non Regional)","A",17118.5,17116.95,0.73,0.46,0.37,0,"Waru Wetan","Milangasri","Panekan","Pemda DATI II",4.2,"Control Landfill","-","-",500,"Kombinasi timbangan dengan Komputer (excel / tidak otomatis)","Ada dan berfungsi dengan baik","Dua minggu sekali",3,"Ada, Instalasi Pengolahan Air Lindi (IPAL) di TPA berupa kolam pengendapan dan proses biologi serta proses kimia, masih berfungsi baik dan terawat.",4,"ADA","Tidak ada. Melepas gas Metana ke udara.","-"]
[null,2023,1,"Jawa Timur","Kab. Magetan","Milangasri","TPA Pemda (Non Regional)","A",17118.5,17116.95,0.73,0.46,0.37,0,"Waru Wetan","Milangasri","Panekan","Pemda DATI II",4.2,"Control Landfill","-","-",500,"Kombinasi timbangan dengan Komputer (excel / tidak otomatis)","Ada dan berfungsi dengan baik","Dua minggu sekali",3,"Ada, Instalasi Pengolahan Air Lindi (IPAL) di TPA berupa kolam pengendapan dan proses biologi serta proses kimia, masih berfungsi baik dan terawat.",4,"ADA","Tidak ada. Melepas gas Metana ke udara.","-"]
[null,2023,1,"Jawa Timur","Kab. Sumenep","TPA Batuan","TPA Pemda (Non Regional)","A",13140,10767.5,0,0,2372.5,0,"Dusun Tanonggul","Torbang","Batuan","Pemda DATI II",8.4,"Control Landfill",122015,31122020,1000,"Otomatis Komputerisasi (Aplikasi Khusus TPA)","Ada dan berfungsi dengan baik","Tujuh hari sekali atau Seminggu Sekali",2,"Ada, Instalasi Pengolahan Air Lindi (IPAL) di TPA berupa kolam pengendapan dan proses biologi serta proses kimia, masih berfungsi baik dan terawat.",255,"ADA","Tidak ada. Gas Metana dibakar.","-"]
[null,2023,1,"Jawa Timur","Kab. Sumenep","TPA Batuan","TPA Pemda (Non Regional)","A",13140,10767.5,0,0,2372.5,0,"Dusun Tanonggul","Torbang","Batuan","Pemda DATI II",8.4,"Control Landfill",122015,31122020,1000,"Otomatis Komputerisasi (Aplikasi Khusus TPA)","Ada dan berfungsi dengan baik","Tujuh hari sekali atau Seminggu Sekali",2,"Ada, Instalasi Pengolahan Air Lindi (IPAL) di TPA berupa kolam pengendapan dan proses biologi serta proses kimia, masih berfungsi baik dan terawat.",255,"ADA","Tidak ada. Gas Metana dibakar.","-"]
[null,2023,1,"Jawa Timur","Kota Malang","TPA SUPITURANG","TPA Pemda (Non Regional)","A",189070,183595,0,0,5475,0,"JL. TERUSAN RAWISARI NO. 01 RT 10 W 5","MULYOREJO","SUKUN","Pemda DATI II",3,"Sanitary Landfill",1993,"-",130000,"Otomatis Komputerisasi (Aplikasi Khusus TPA)","Ada dan berfungsi dengan baik","Tiga hari sekali atau seminggu dua kali",1,"Ada, Instalasi Pengolahan Air Lindi (IPAL) di TPA berupa kolam pengendapan dan proses biologi serta proses kimia, masih berfungsi baik dan terawat.",12,"ADA","Tidak ada. Melepas gas Metana ke udara.","-"]
[null,2023,1,"Jawa Timur","Kota Probolinggo","TPA Bestari","TPA Pemda (Non Regional)","A",23385.55,22527.8,0,0,857.75,0,"Jl. Anggrek No 15","SUKABUMI","MAYANGAN","Pemda DATI II",4,"Sanitary Landfill","27-03-2014","-",24,"Kombinasi timbangan dengan Komputer (excel / tidak otomatis)","Ada dan berfungsi dengan baik","Dua minggu sekali",5,"Ada, Instalasi Pengolahan Air Lindi (IPAL) di TPA berupa kolam pengendapan dan proses biologi, masih berfungsi baik dan terawat.",255,"ADA","Tidak ada. Melepas gas Metana ke udara.",9]
[null,2023,1,"Jawa Timur","Kota Madiun","TPA Winongo","TPA Pemda (Non Regional)","A",31444.75,30459.25,73,0,912.5,0,"Ring road barat","Winongo","Manguharjo","Pemda DATI II",6,"Control Landfill","-",2019,7920.97,"Kombinasi timbangan dengan Komputer (excel / tidak otomatis)","Ada dan berfungsi dengan baik","Sebulan sekali",3,"Ada, Instalasi Pengolahan Air Lindi (IPAL) di TPA hanya berupa kolam pengendapan saja tanpa proses biologi atau proses kimia, masih berfungsi baik dan terawat.",1,"ADA","Untuk Bahan Bakar",250]
[null,2023,1,"Jawa Timur","Kota Batu","TPA Tlekung","TPA Pemda (Non Regional)","A",43800,43800,0,0,0,0,"Jl. Raya Pang. Sudirman no 3 01-/03","Tlekung","Junrejo","Pemda DATI II",5.8,"Control Landfill",2009,6,5000,"Kombinasi timbangan dengan Komputer (excel / tidak otomatis)","Ada dan berfungsi dengan baik","Tiga atau Empat Bulan Sekali",4,"Ada, Instalasi Pengolahan Air Lindi (IPAL) di TPA berupa kolam pengendapan dan proses biologi, masih berfungsi baik dan terawat.",2,"ADA","Untuk Bahan Bakar","-"]
[null,2023,1,"Bali","Kab. Klungkung","TPA Jungutbatu","TPA Pemda (Non Regional)","A",5438.5,5438.5,0,0,0,0,"Desa Jungutbatu",null,null,"Pemda DATI II",0.9,"Open Dumping","-","-",9000,"-","-","-","-","-","-","TIDAK ADA","-","-"]
[null,2023,1,"Bali","Kab. Klungkung","TPA Sente","TPA Pemda (Non Regional)","A",8190.6,8190.6,0,0,0,0,"Dusun Sente",null,null,"Pemda DATI II",0.98,"Open Dumping","-","-",9800,"Manual Book","-","Setahun Sekali","-","-","-","TIDAK ADA","Tidak ada. Gas Metana dibakar.","-"]
[null,2023,1,"Bali","Kab. Klungkung","TPA Biaung","TPA Pemda (Non Regional)","A",9271,9271,0,0,0,0,"Dusun Biaung",null,null,"Pemda DATI II",1.84,"Open Dumping","-","-",17900,"-","-","Setahun Sekali","-","-","-","TIDAK ADA","Tidak ada. Gas Metana dibakar.","-"]
[null,2023,1,"Nusa Tenggara Timur","Kab. Manggarai Barat","TPA Labuan Bajo Warloka","TPA Pemda (Non Regional)","A",5646.55,4237.6499999999996,0,1277.5,131.4,0,"Warloka",null,null,"Pemda DATI II",5,"Sanitary Landfill","-","-",13430,"Kombinasi timbangan dengan Komputer (excel / tidak otomatis)","Ada dan berfungsi dengan baik","Tiga atau Empat Bulan Sekali",1,"Ada, Instalasi Pengolahan Air Lindi (IPAL) di TPA hanya berupa kolam pengendapan saja tanpa proses biologi atau proses kimia, masih berfungsi baik dan terawat.","-","ADA","Tidak ada. Gas Metana dibakar.","-"]
[null,2023,1,"Nusa Tenggara Timur","Kab. Manggarai Barat","TPA Labuan Bajo Warloka","TPA Pemda (Non Regional)","A",5646.55,4237.6499999999996,0,1277.5,131.4,0,"Warloka",null,null,"Pemda DATI II",5,"Sanitary Landfill","-","-",13430,"Kombinasi timbangan dengan Komputer (excel / tidak otomatis)","Ada dan berfungsi dengan baik","Tiga atau Empat Bulan Sekali",1,"Ada, Instalasi Pengolahan Air Lindi (IPAL) di TPA hanya berupa kolam pengendapan saja tanpa proses biologi atau proses kimia, masih berfungsi baik dan terawat.","-","ADA","Tidak ada. Gas Metana dibakar.","-"]
[null,2023,2,"Kalimantan Barat","Kab. Sambas","TPA SALATIGA (OPEN DUMPING)","TPA Pemda (Non Regional)","A",11081.4,10862.4,0,0,219,0,"JALAN Salatiga","PARIT BARU","Salatiga","Pemda DATI II",0,"Open Dumping","-","-",35000,"Manual Book","Tidak Ada","Tidak ditutup sama sekali","-","Tidak ada Instalasi Pengolahan Air Lindi (IPAL) di TPA","-","TIDAK ADA","-","-"]
[null,2023,2,"Kalimantan Barat","Kab. Sambas","TPA SORAT (CONTROLLED LANDFILL)","TPA Pemda (Non Regional)","A",11804.1,11707.01,0,0,97.09,0,"Jl Raya Subah","Lubuk Dagang","Sambas","Pemda DATI II",0,"Control Landfill",2015,2024,6844,"Manual Book","Tidak Ada","Tujuh hari sekali atau Seminggu Sekali",2,"Ada, Instalasi Pengolahan Air Lindi (IPAL) di TPA berupa kolam pengendapan dan proses biologi serta proses kimia, masih berfungsi baik dan terawat.",2,"ADA","Tidak ada. Gas Metana dibakar.","-"]
[null,2023,2,"Kalimantan Barat","Kab. Sambas","TPA TEMAJUK (OPEN DUMPING)","TPA Pemda (Non Regional)","A",963.6,945.35,0,0,18.25,0,"CAMAR BULAN","TEMAJUK","PALOH","Pemda DATI II",0,"Open Dumping",2019,"-",5000,"Manual Book","Tidak Ada","Tidak ditutup sama sekali","-","Tidak ada Instalasi Pengolahan Air Lindi (IPAL) di TPA","-","TIDAK ADA","-","-"]
[null,2023,2,"Kalimantan Barat","Kab. Sambas","TPA SEKURA / TELUK KERAMAT (OPEN DUMPING)","TPA Pemda (Non Regional)","A",3131.7,3076.95,0,0,54.75,0,"Jalan Sungai Kumpai","Sungai Kumpai","Teluk Keramat","Pemda DATI II",0,"Open Dumping","-","-",15000,"Manual Book","Tidak Ada","Tidak ditutup sama sekali","-","Tidak ada Instalasi Pengolahan Air Lindi (IPAL) di TPA","-","TIDAK ADA","-","-"]
[null,2023,2,"Kalimantan Barat","Kab. Sambas","TPA JELU AIR (OPEN DUMPING)","TPA Pemda (Non Regional)","A",1445.4,1427.15,0,0,18.25,0,"Jalan Jelu Air","Jelu Air","Jawai Selatan",null,0,"Open Dumping","-","-",20000,"Manual Book","Tidak Ada","Tidak ditutup sama sekali","-","Tidak ada Instalasi Pengolahan Air Lindi (IPAL) di TPA","-","TIDAK ADA","-","-"]
[null,2023,2,"Kalimantan Barat","Kab. Sambas","TPA SALATIGA (OPEN DUMPING)","TPA Pemda (Non Regional)","A",11081.4,10862.4,0,0,219,0,"JALAN Salatiga","PARIT BARU","Salatiga","Pemda DATI II",0,"Open Dumping","-","-",35000,"Manual Book","Tidak Ada","Tidak ditutup sama sekali","-","Tidak ada Instalasi Pengolahan Air Lindi (IPAL) di TPA","-","TIDAK ADA","-","-"]
[null,2023,2,"Kalimantan Barat","Kab. Sambas","TPA SORAT (CONTROLLED LANDFILL)","TPA Pemda (Non Regional)","A",11804.1,11707.01,0,0,97.09,0,"Jl Raya Subah","Lubuk Dagang","Sambas","Pemda DATI II",0,"Control Landfill",2015,2024,6844,"Manual Book","Tidak Ada","Tujuh hari sekali atau Seminggu Sekali",2,"Ada, Instalasi Pengolahan Air Lindi (IPAL) di TPA berupa kolam pengendapan dan proses biologi serta proses kimia, masih berfungsi baik dan terawat.",2,"ADA","Tidak ada. Gas Metana dibakar.","-"]
[null,2023,2,"Kalimantan Barat","Kab. Sambas","TPA SEKURA / TELUK KERAMAT (OPEN DUMPING)","TPA Pemda (Non Regional)","A",3131.7,3076.95,0,0,54.75,0,"Jalan Sungai Kumpai","Sungai Kumpai","Teluk Keramat","Pemda DATI II",0,"Open Dumping","-","-",15000,"Manual Book","Tidak Ada","Tidak ditutup sama sekali","-","Tidak ada Instalasi Pengolahan Air Lindi (IPAL) di TPA","-","TIDAK ADA","-","-"]
[null,2023,2,"Kalimantan Barat","Kab. Sambas","TPA JELU AIR (OPEN DUMPING)","TPA Pemda (Non Regional)","A",1445.4,1427.15,0,0,18.25,0,"Jalan Jelu Air","Jelu Air","Jawai Selatan",null,0,"Open Dumping","-","-",20000,"Manual Book","Tidak Ada","Tidak ditutup sama sekali","-","Tidak ada Instalasi Pengolahan Air Lindi (IPAL) di TPA","-","TIDAK ADA","-","-"]
[null,2023,2,"Kalimantan Barat","Kab. Sambas","TPA TEMAJUK (OPEN DUMPING)","TPA Pemda (Non Regional)","A",963.6,945.35,0,0,18.25,0,"CAMAR BULAN","TEMAJUK","PALOH","Pemda DATI II",0,"Open Dumping",2019,"-",5000,"Manual Book","Tidak Ada","Tidak ditutup sama sekali","-","Tidak ada Instalasi Pengolahan Air Lindi (IPAL) di TPA","-","TIDAK ADA","-","-"]
[null,2023,2,"Kalimantan Barat","Kab. Sanggau","TPA Tanjak Mulung","TPA Pemda (Non Regional)","A",722.7,722.7,0,0,0,0,"Meliau",null,null,"Pemda DATI II",0,"Open Dumping","-","-",15000,"Manual Book","Tidak Ada","Tidak ditutup sama sekali","-","Tidak ada Instalasi Pengolahan Air Lindi (IPAL) di TPA","-","TIDAK ADA","-","-"]
[null,2023,2,"Kalimantan Barat","Kab. Sanggau","TPA Bodok","TPA Pemda (Non Regional)","A",1204.5,1204.5,0,0,0,0,"Bodok",null,null,"Pemda DATI II",0,"Open Dumping","-","-",50000,"Manual Book","Tidak Ada","Tidak ditutup sama sekali","-","Tidak ada Instalasi Pengolahan Air Lindi (IPAL) di TPA","-","TIDAK ADA","-","-"]
[null,2023,2,"Kalimantan Barat","Kab. Sanggau","TPA Sungai Setia","TPA Pemda (Non Regional)","A",722.7,540.20000000000005,0,0,182.5,0,"Kecamatan Toba",null,null,"Pemda DATI II",0,"Open Dumping","-","-",10000,"Manual Book","Tidak Ada","Tidak ditutup sama sekali","-","Tidak ada Instalasi Pengolahan Air Lindi (IPAL) di TPA","-","TIDAK ADA","-","-"]
[null,2023,2,"Kalimantan Barat","Kab. Sanggau","TPA Sungai Kosak","TPA Pemda (Non Regional)","A",15598.28,15415.78,0,0,182.5,0,"Jl. Aster","Sungai Sengkuang","Kapuas","Pemda DATI II",4.5,"Open Dumping",1994,"-",20085,"Manual Book","Tidak Ada","Tidak ditutup sama sekali","-","Tidak ada Instalasi Pengolahan Air Lindi (IPAL) di TPA","-","TIDAK ADA","-","-"]
[null,2023,2,"Kalimantan Barat","Kab. Sanggau","TPA Kembayan","TPA Pemda (Non Regional)","A",722.7,722.7,0,0,0,0,"Kembayan",null,null,"Pemda DATI II",0,"Open Dumping","-","-",4000,"Manual Book","Ada tapi sedang rusak","Tidak ditutup sama sekali","-","Tidak ada Instalasi Pengolahan Air Lindi (IPAL) di TPA","-","TIDAK ADA","-","-"]
[null,2023,2,"Kalimantan Barat","Kab. Sanggau","TPA Sosok","TPA Pemda (Non Regional)","A",1204.5,1204.5,0,0,0,0,"Sosok",null,null,"Pemda DATI II",0,"Open Dumping","-","-",5000,"Manual Book","Tidak Ada","Tidak ditutup sama sekali","-","Tidak ada Instalasi Pengolahan Air Lindi (IPAL) di TPA","-","TIDAK ADA","-","-"]
[null,2023,2,"Kalimantan Barat","Kab. Sanggau","TPA Tanjak Mulung","TPA Pemda (Non Regional)","A",722.7,722.7,0,0,0,0,"Meliau",null,null,"Pemda DATI II",0,"Open Dumping","-","-",15000,"Manual Book","Tidak Ada","Tidak ditutup sama sekali","-","Tidak ada Instalasi Pengolahan Air Lindi (IPAL) di TPA","-","TIDAK ADA","-","-"]
[null,2023,2,"Kalimantan Barat","Kab. Sanggau","TPA Bodok","TPA Pemda (Non Regional)","A",1204.5,1204.5,0,0,0,0,"Bodok",null,null,"Pemda DATI II",0,"Open Dumping","-","-",50000,"Manual Book","Tidak Ada","Tidak ditutup sama sekali","-","Tidak ada Instalasi Pengolahan Air Lindi (IPAL) di TPA","-","TIDAK ADA","-","-"]
[null,2023,2,"Kalimantan Barat","Kab. Sanggau","TPA Sungai Setia","TPA Pemda (Non Regional)","A",722.7,540.20000000000005,0,0,182.5,0,"Kecamatan Toba",null,null,"Pemda DATI II",0,"Open Dumping","-","-",10000,"Manual Book","Tidak Ada","Tidak ditutup sama sekali","-","Tidak ada Instalasi Pengolahan Air Lindi (IPAL) di TPA","-","TIDAK ADA","-","-"]
[null,2023,2,"Kalimantan Barat","Kab. Sanggau","TPA Sungai Kosak","TPA Pemda (Non Regional)","A",15598.28,15415.78,0,0,182.5,0,"Jl. Aster","Sungai Sengkuang","Kapuas","Pemda DATI II",4.5,"Open Dumping",1994,"-",20085,"Manual Book","Tidak Ada","Tidak ditutup sama sekali","-","Tidak ada Instalasi Pengolahan Air Lindi (IPAL) di TPA","-","TIDAK ADA","-","-"]
[null,2023,2,"Kalimantan Barat","Kab. Sanggau","TPA Kembayan","TPA Pemda (Non Regional)","A",722.7,722.7,0,0,0,0,"Kembayan",null,null,"Pemda DATI II",0,"Open Dumping","-","-",4000,"Manual Book","Ada tapi sedang rusak","Tidak ditutup sama sekali","-","Tidak ada Instalasi Pengolahan Air Lindi (IPAL) di TPA","-","TIDAK ADA","-","-"]
[null,2023,2,"Kalimantan Barat","Kab. Sanggau","TPA Sosok","TPA Pemda (Non Regional)","A",1204.5,1204.5,0,0,0,0,"Sosok",null,null,"Pemda DATI II",0,"Open Dumping","-","-",5000,"Manual Book","Tidak Ada","Tidak ditutup sama sekali","-","Tidak ada Instalasi Pengolahan Air Lindi (IPAL) di TPA","-","TIDAK ADA","-","-"]
[null,2023,1,"Kalimantan Barat","Kab. Bengkayang","TPA Magmagan","TPA Pemda (Non Regional)","A",7227,7227,0,0,0,0,"Magmagan","Magmagan Karya","Lumar","Pemda DATI II",4,"Open Dumping","-","-","-","-","Tidak Ada","Tidak ditutup sama sekali","-","Tidak ada Instalasi Pengolahan Air Lindi (IPAL) di TPA","-","TIDAK ADA","-","-"]
[null,2023,1,"Kalimantan Barat","Kab. Bengkayang","TPA Magmagan","TPA Pemda (Non Regional)","A",7227,7227,0,0,0,0,"Magmagan","Magmagan Karya","Lumar","Pemda DATI II",4,"Open Dumping","-","-","-","-","Tidak Ada","Tidak ditutup sama sekali","-","Tidak ada Instalasi Pengolahan Air Lindi (IPAL) di TPA","-","TIDAK ADA","-","-"]
[null,2023,1,"Kalimantan Barat","Kota Pontianak","TPA BATU LAYANG","TPA Pemda (Non Regional)","A",110826.89,110169.89,0,0,657,0,"Jalan Kebangkitan Nasional","Batu Layang","Pontianak Utara","Pemda DATI II",26,"Control Landfill",1997,"-",10656.76,"Otomatis Komputerisasi (Aplikasi Khusus TPA)","Ada dan berfungsi dengan baik","Setahun Sekali",12,"Ada, Instalasi Pengolahan Air Lindi (IPAL) di TPA berupa kolam pengendapan dan proses biologi, masih berfungsi baik dan terawat.","-","ADA","-","-"]
[null,2023,2,"Kalimantan Barat","Kota Singkawang","TPA WONOSARI","TPA Pemda (Non Regional)","A",27010,26971.68,38.33,0,0,0,"Jl Wonosari","Roban","Singkawang Tengah","Pemda DATI II",9.77,"Control Landfill",20071212,"-",11921,"Manual Book","Ada dan berfungsi dengan baik","Tiga atau Empat Bulan Sekali",2,"Ada, Instalasi Pengolahan Air Lindi (IPAL) di TPA hanya berupa kolam pengendapan saja tanpa proses biologi atau proses kimia, masih berfungsi baik dan terawat.","-","ADA","Tidak ada. Gas Metana dibakar.","-"]
[null,2023,1,"Kalimantan Tengah","Kab. Kotawaringin Timur","TPA Kota Sampit","TPA Pemda (Non Regional)","A",27901.59,27901.59,0,0,0,0,"Jenderal Sudirman Km.14","Pasir Putih","Mentawa Baru Ketapang","Pemda DATI II",20,"Control Landfill",1997,"-",6400,"Manual Book","Ada tapi sedang rusak","Tujuh hari sekali atau Seminggu Sekali",2,"Ada, Instalasi Pengolahan Air Lindi (IPAL) di TPA berupa kolam pengendapan dan proses biologi, masih berfungsi baik dan terawat.",12,"ADA","Tidak ada. Gas Metana dibakar.","-"]
[null,2023,1,"Kalimantan Tengah","Kab. Kotawaringin Timur","TPA Kota Sampit","TPA Pemda (Non Regional)","A",27901.59,27901.59,0,0,0,0,"Jenderal Sudirman Km.14","Pasir Putih","Mentawa Baru Ketapang","Pemda DATI II",20,"Control Landfill",1997,"-",6400,"Manual Book","Ada tapi sedang rusak","Tujuh hari sekali atau Seminggu Sekali",2,"Ada, Instalasi Pengolahan Air Lindi (IPAL) di TPA berupa kolam pengendapan dan proses biologi, masih berfungsi baik dan terawat.",12,"ADA","Tidak ada. Gas Metana dibakar.","-"]
[null,2023,1,"Kalimantan Tengah","Kab. Barito Selatan","TPA RIKUT JAWU","TPA Pemda (Non Regional)","A",2058.2800000000002,2021.78,0,0,36.5,0,"RIKUT JAWU","DESA SABABILAH","DUSUN SELATAN","Pemda DATI II",7,"Control Landfill","30 DESEMBER 2019","30 DESEMBER 2039",1.3,"Otomatis Komputerisasi (Aplikasi Khusus TPA)","Ada dan berfungsi dengan baik","Tiga hari sekali atau seminggu dua kali",2,"Ada, Instalasi Pengolahan Air Lindi (IPAL) di TPA hanya berupa kolam pengendapan saja tanpa proses biologi atau proses kimia, masih berfungsi baik dan terawat.","-","ADA","Tidak ada. Gas Metana dibakar.","-"]
[null,2023,1,"Kalimantan Tengah","Kab. Barito Selatan","TPA RIKUT JAWU","TPA Pemda (Non Regional)","A",2058.2800000000002,2021.78,0,0,36.5,0,"RIKUT JAWU","DESA SABABILAH","DUSUN SELATAN","Pemda DATI II",7,"Control Landfill","30 DESEMBER 2019","30 DESEMBER 2039",1.3,"Otomatis Komputerisasi (Aplikasi Khusus TPA)","Ada dan berfungsi dengan baik","Tiga hari sekali atau seminggu dua kali",2,"Ada, Instalasi Pengolahan Air Lindi (IPAL) di TPA hanya berupa kolam pengendapan saja tanpa proses biologi atau proses kimia, masih berfungsi baik dan terawat.","-","ADA","Tidak ada. Gas Metana dibakar.","-"]
[null,2023,2,"Kalimantan Tengah","Kab. Barito Utara","TPA KM 13","TPA Pemda (Non Regional)","A",12045,12023.1,21.9,0,0,0,"Jl. Negara Muara Teweh - Puruk Cahu Km.13","Desa Ipu","Lahei","Pemda DATI II",5,"Sanitary Landfill","1-1-2017",2022,12000,"Kombinasi timbangan dengan Komputer (excel / tidak otomatis)","Tidak Ada","Dua minggu sekali",2,"Ada, Instalasi Pengolahan Air Lindi (IPAL) di TPA hanya berupa kolam pengendapan saja tanpa proses biologi atau proses kimia, masih berfungsi baik dan terawat.",4,"ADA","Tidak ada. Gas Metana dibakar.","-"]
[null,2023,2,"Kalimantan Tengah","Kab. Barito Utara","TPA KM 13","TPA Pemda (Non Regional)","A",12045,12023.1,21.9,0,0,0,"Jl. Negara Muara Teweh - Puruk Cahu Km.13","Desa Ipu","Lahei","Pemda DATI II",5,"Sanitary Landfill","1-1-2017",2022,12000,"Kombinasi timbangan dengan Komputer (excel / tidak otomatis)","Tidak Ada","Dua minggu sekali",2,"Ada, Instalasi Pengolahan Air Lindi (IPAL) di TPA hanya berupa kolam pengendapan saja tanpa proses biologi atau proses kimia, masih berfungsi baik dan terawat.",4,"ADA","Tidak ada. Gas Metana dibakar.","-"]
[null,2023,1,"Kalimantan Tengah","Kab. Seruyan","TPA PEMATANG PANJANG","TPA Pemda (Non Regional)","A",4380,4380,0,0,0,0,"Jl. Raya Kuala Pembuang - Sampit KM 7","PEMATANG PANJANG","SERUYAN HILIR TIMUR","Pemda DATI II",7,"Sanitary Landfill",2011,"-",8000,"Manual Book","Tidak Ada","Tidak ditutup sama sekali",1,"Tidak ada Instalasi Pengolahan Air Lindi (IPAL) di TPA","-","TIDAK ADA","Tidak ada. Gas Metana dibakar.","-"]
[null,2023,1,"Kalimantan Tengah","Kab. Seruyan","TPA PEMATANG PANJANG","TPA Pemda (Non Regional)","A",4380,4380,0,0,0,0,"Jl. Raya Kuala Pembuang - Sampit KM 7","PEMATANG PANJANG","SERUYAN HILIR TIMUR","Pemda DATI II",7,"Sanitary Landfill",2011,"-",8000,"Manual Book","Tidak Ada","Tidak ditutup sama sekali",1,"Tidak ada Instalasi Pengolahan Air Lindi (IPAL) di TPA","-","TIDAK ADA","Tidak ada. Gas Metana dibakar.","-"]
[null,2023,2,"Kalimantan Tengah","Kab. Barito Timur","TPA Lenggang","TPA Pemda (Non Regional)","A",1598.7,1598.7,0,0,0,0,"Lenggang","Lenggang","Raren Batuah","Pemda DATI II",1.2,"Open Dumping",2010,"-",12000,"Manual Book","Tidak Ada","Tiga atau Empat Bulan Sekali","-","Tidak ada Instalasi Pengolahan Air Lindi (IPAL) di TPA","-","ADA","-","-"]
[null,2023,2,"Kalimantan Tengah","Kab. Barito Timur","TPA Luaw Benawa","TPA Pemda (Non Regional)","A",2954.13,2881.13,0,0,73,0,"Murutuwu","Murutuwu","Paju Epat","Pemda DATI II",2.2000000000000002,"Open Dumping",2008,"-",6000,"Manual Book","Tidak Ada","Tidak ditutup sama sekali","-","Tidak ada Instalasi Pengolahan Air Lindi (IPAL) di TPA","-","ADA","-","-"]
[null,2023,2,"Kalimantan Tengah","Kab. Barito Timur","TPA Lenggang","TPA Pemda (Non Regional)","A",1598.7,1598.7,0,0,0,0,"Lenggang","Lenggang","Raren Batuah","Pemda DATI II",1.2,"Open Dumping",2010,"-",12000,"Manual Book","Tidak Ada","Tiga atau Empat Bulan Sekali","-","Tidak ada Instalasi Pengolahan Air Lindi (IPAL) di TPA","-","ADA","-","-"]
[null,2023,2,"Kalimantan Tengah","Kab. Barito Timur","TPA Luaw Benawa","TPA Pemda (Non Regional)","A",2954.13,2881.13,0,0,73,0,"Murutuwu","Murutuwu","Paju Epat","Pemda DATI II",2.2000000000000002,"Open Dumping",2008,"-",6000,"Manual Book","Tidak Ada","Tidak ditutup sama sekali","-","Tidak ada Instalasi Pengolahan Air Lindi (IPAL) di TPA","-","ADA","-","-"]
[null,2023,1,"Kalimantan Tengah","Kota Palangkaraya","TPA KM.14","TPA Pemda (Non Regional)","A",40248.550000000003,39263.050000000003,255.5,0,730,0,"Tjilik Riwut Km. 14","Bukit Tunggal","Jekan Raya","Pemda DATI II",10,"Control Landfill",2000,20,34.299999999999997,"Kombinasi timbangan dengan Komputer (excel / tidak otomatis)","Ada dan berfungsi dengan baik","Sebulan sekali",1,"Ada, Instalasi Pengolahan Air Lindi (IPAL) di TPA hanya berupa kolam pengendapan saja tanpa proses biologi atau proses kimia, masih berfungsi baik dan terawat.",4,"ADA","Tidak ada. Gas Metana dibakar.","-"]
[null,2023,1,"Kalimantan Selatan","Kab. Tanah Laut","TPA Bakunci","TPA Pemda (Non Regional)","A",17264.5,17209.75,0,54.75,0,0,"Jl. Raya Taskisung","Karang Taruna","Pelaihari","Pemda DATI II",13,"Control Landfill",2007,"-","-","Kombinasi timbangan dengan Komputer (excel / tidak otomatis)","Ada dan berfungsi dengan baik","Tiga hari sekali atau seminggu dua kali",2,"Ada, Instalasi Pengolahan Air Lindi (IPAL) di TPA berupa kolam pengendapan dan proses biologi serta proses kimia, masih berfungsi baik dan terawat.",2,"ADA","Untuk Bahan Bakar","-"]
[null,2023,1,"Kalimantan Selatan","Kab. Tanah Laut","TPA Bakunci","TPA Pemda (Non Regional)","A",17264.5,17209.75,0,54.75,0,0,"Jl. Raya Taskisung","Karang Taruna","Pelaihari","Pemda DATI II",13,"Control Landfill",2007,"-","-","Kombinasi timbangan dengan Komputer (excel / tidak otomatis)","Ada dan berfungsi dengan baik","Tiga hari sekali atau seminggu dua kali",2,"Ada, Instalasi Pengolahan Air Lindi (IPAL) di TPA berupa kolam pengendapan dan proses biologi serta proses kimia, masih berfungsi baik dan terawat.",2,"ADA","Untuk Bahan Bakar","-"]
[null,2023,1,"Kalimantan Selatan","Kab. Kotabaru","TPA SUNGUP","TPA Pemda (Non Regional)","A",15961.45,15942.9,0.3,0,18.25,0,"JL. Raya Tj. Serdang KM..45","Sungup","Pulau Laut Tengah","Pemda DATI II",20,"Control Landfill",2012,"-",9000,"Manual Book","Tidak Ada","Tujuh hari sekali atau Seminggu Sekali",2,"Ada, Instalasi Pengolahan Air Lindi (IPAL) di TPA hanya berupa kolam pengendapan saja tanpa proses biologi atau proses kimia, masih berfungsi baik dan terawat.",2,"ADA","-","-"]
[null,2023,1,"Kalimantan Selatan","Kab. Kotabaru","TPA SUNGUP","TPA Pemda (Non Regional)","A",15961.45,15942.9,0.3,0,18.25,0,"JL. Raya Tj. Serdang KM..45","Sungup","Pulau Laut Tengah","Pemda DATI II",20,"Control Landfill",2012,"-",9000,"Manual Book","Tidak Ada","Tujuh hari sekali atau Seminggu Sekali",2,"Ada, Instalasi Pengolahan Air Lindi (IPAL) di TPA hanya berupa kolam pengendapan saja tanpa proses biologi atau proses kimia, masih berfungsi baik dan terawat.",2,"ADA","-","-"]
[null,2023,1,"Kalimantan Selatan","Kab. Banjar","TPA Cahaya Kencana","TPA Pemda (Non Regional)","A",104025,101119.6,2190,350.4,365,0,"jalan padang panjang","Desa Padang Panjang","Karang Intan","Pemda DATI II",0,"Sanitary Landfill",2012,"sekarang",165000,"Kombinasi timbangan dengan Komputer (excel / tidak otomatis)","Ada dan berfungsi dengan baik","-",3,"Ada, Instalasi Pengolahan Air Lindi (IPAL) di TPA berupa kolam pengendapan dan proses biologi serta proses kimia, masih berfungsi baik dan terawat.",1,"ADA","Untuk Bahan Bakar","-"]
[null,2023,2,"Kalimantan Selatan","Kab. Barito Kuala","TPA Banjarbakula",null,"A",14600,14235,0,182.5,182.5,0,"Jalan Trans Kalimantan",null,null,null,0,"Control Landfill","-","-","-","-","-","-","-","-","-","TIDAK ADA","-","-"]
[null,2023,2,"Kalimantan Selatan","Kab. Barito Kuala","TPA Tabing Rimbah","TPA Pemda (Non Regional)","A",1460,0,1095,255.5,109.5,0,"Jalan TPA Tabing Rimbah","Tabing Rimbah","Mandastana","Lainnya",16,"Control Landfill","3-10-2010",2021,1,"Otomatis Komputerisasi (Aplikasi Khusus TPA)","Ada dan berfungsi dengan baik","Tiga hari sekali atau seminggu dua kali",5,"Ada, Instalasi Pengolahan Air Lindi (IPAL) di TPA berupa kolam pengendapan dan proses biologi serta proses kimia, masih berfungsi baik dan terawat.",2,"ADA","Tidak ada. Melepas gas Metana ke udara.","-"]
[null,2023,2,"Kalimantan Selatan","Kab. Barito Kuala","TPA Banjarbakula",null,"A",14600,14235,0,182.5,182.5,0,"Jalan Trans Kalimantan",null,null,null,0,"Control Landfill","-","-","-","-","-","-","-","-","-","TIDAK ADA","-","-"]
[null,2023,2,"Kalimantan Selatan","Kab. Barito Kuala","TPA Tabing Rimbah","TPA Pemda (Non Regional)","A",1460,0,1095,255.5,109.5,0,"Jalan TPA Tabing Rimbah","Tabing Rimbah","Mandastana","Lainnya",16,"Control Landfill","3-10-2010",2021,1,"Otomatis Komputerisasi (Aplikasi Khusus TPA)","Ada dan berfungsi dengan baik","Tiga hari sekali atau seminggu dua kali",5,"Ada, Instalasi Pengolahan Air Lindi (IPAL) di TPA berupa kolam pengendapan dan proses biologi serta proses kimia, masih berfungsi baik dan terawat.",2,"ADA","Tidak ada. Melepas gas Metana ke udara.","-"]
[null,2023,1,"Kalimantan Selatan","Kab. Hulu Sungai Selatan","TPA MALUTU","TPA Pemda (Non Regional)","A",16607.5,16060,182.5,91.25,273.75,0,"PAHARUANGAN 4","SEI RAYA SELATAN","SUNGAI RAYA","Pemda DATI II",9,"Control Landfill","1-01-2020",2025,1500,"Kombinasi timbangan dengan Komputer (excel / tidak otomatis)","Ada dan berfungsi dengan baik","Setiap hari",3,"Ada, Instalasi Pengolahan Air Lindi (IPAL) di TPA berupa kolam pengendapan dan proses biologi serta proses kimia, masih berfungsi baik dan terawat.",2,"TIDAK ADA","Tidak ada. Melepas gas Metana ke udara.","-"]
[null,2023,1,"Kalimantan Selatan","Kab. Hulu Sungai Selatan","TPA MALUTU","TPA Pemda (Non Regional)","A",16607.5,16060,182.5,91.25,273.75,0,"PAHARUANGAN 4","SEI RAYA SELATAN","SUNGAI RAYA","Pemda DATI II",9,"Control Landfill","1-01-2020",2025,1500,"Kombinasi timbangan dengan Komputer (excel / tidak otomatis)","Ada dan berfungsi dengan baik","Setiap hari",3,"Ada, Instalasi Pengolahan Air Lindi (IPAL) di TPA berupa kolam pengendapan dan proses biologi serta proses kimia, masih berfungsi baik dan terawat.",2,"TIDAK ADA","Tidak ada. Melepas gas Metana ke udara.","-"]
[null,2023,1,"Kalimantan Selatan","Kab. Hulu Sungai Tengah","TPA TELANG","TPA Pemda (Non Regional)","A",22954.85,22878.2,3.65,0,73,0,"Jl. Ahmad Yani RT. 06 / RW.03","TELANG","BATANG ALAI UTARA","Pemda DATI II",20,"Control Landfill","31 Desember 1990",2022,17,"Kombinasi timbangan dengan Komputer (excel / tidak otomatis)","Ada dan berfungsi dengan baik","Tujuh hari sekali atau Seminggu Sekali",4,"Ada, Instalasi Pengolahan Air Lindi (IPAL) di TPA berupa kolam pengendapan dan proses biologi serta proses kimia, masih berfungsi baik dan terawat.",255,"ADA","Tidak ada. Gas Metana dibakar.","-"]
[null,2023,1,"Kalimantan Selatan","Kab. Hulu Sungai Tengah","TPA TELANG","TPA Pemda (Non Regional)","A",22954.85,22878.2,3.65,0,73,0,"Jl. Ahmad Yani RT. 06 / RW.03","TELANG","BATANG ALAI UTARA","Pemda DATI II",20,"Control Landfill","31 Desember 1990",2022,17,"Kombinasi timbangan dengan Komputer (excel / tidak otomatis)","Ada dan berfungsi dengan baik","Tujuh hari sekali atau Seminggu Sekali",4,"Ada, Instalasi Pengolahan Air Lindi (IPAL) di TPA berupa kolam pengendapan dan proses biologi serta proses kimia, masih berfungsi baik dan terawat.",255,"ADA","Tidak ada. Gas Metana dibakar.","-"]
[null,2023,1,"Kalimantan Selatan","Kab. Tabalong","TPA Sanitary Landfill Desa Bongkang","TPA Pemda (Non Regional)","A",32850,32551.9,6.1,146,146,0,"Jl. Trans Bongkang RT 7","Desa Bongkang","Haruai","Pemda DATI II",12,"Control Landfill","13 Januari 2020",2036,1000,"Kombinasi timbangan dengan Komputer (excel / tidak otomatis)","Ada dan berfungsi dengan baik","Setiap hari",2,"Ada, Instalasi Pengolahan Air Lindi (IPAL) di TPA hanya berupa kolam pengendapan saja tanpa proses biologi atau proses kimia, masih berfungsi baik dan terawat.",12,"ADA","Tidak ada. Melepas gas Metana ke udara.","-"]
[null,2023,1,"Kalimantan Selatan","Kab. Tabalong","TPA Sanitary Landfill Desa Bongkang","TPA Pemda (Non Regional)","A",32850,32551.9,6.1,146,146,0,"Jl. Trans Bongkang RT 7","Desa Bongkang","Haruai","Pemda DATI II",12,"Control Landfill","13 Januari 2020",2036,1000,"Kombinasi timbangan dengan Komputer (excel / tidak otomatis)","Ada dan berfungsi dengan baik","Setiap hari",2,"Ada, Instalasi Pengolahan Air Lindi (IPAL) di TPA hanya berupa kolam pengendapan saja tanpa proses biologi atau proses kimia, masih berfungsi baik dan terawat.",12,"ADA","Tidak ada. Melepas gas Metana ke udara.","-"]
[null,2023,1,"Kalimantan Selatan","Kab. Balangan","TPA BATU MERAH","TPA Pemda (Non Regional)","A",15025.23,12451.98,1825,18.25,730,0,"Jl. Sutera Ali Adul, RT 03 Desa Batu Merah","BATU MERAH","LAMPIHONG","Pemda DATI II",9.84,"Control Landfill",1982,2035,24750,"Kombinasi timbangan dengan Komputer (excel / tidak otomatis)","Ada dan berfungsi dengan baik","Tujuh hari sekali atau Seminggu Sekali",3,"Ada, Instalasi Pengolahan Air Lindi (IPAL) di TPA berupa kolam pengendapan dan proses biologi serta proses kimia, masih berfungsi baik dan terawat.",2,"ADA","Untuk Bahan Bakar",3]
[null,2023,1,"Kalimantan Selatan","Kab. Balangan","TPA BATU MERAH","TPA Pemda (Non Regional)","A",15025.23,12451.98,1825,18.25,730,0,"Jl. Sutera Ali Adul, RT 03 Desa Batu Merah","BATU MERAH","LAMPIHONG","Pemda DATI II",9.84,"Control Landfill",1982,2035,24750,"Kombinasi timbangan dengan Komputer (excel / tidak otomatis)","Ada dan berfungsi dengan baik","Tujuh hari sekali atau Seminggu Sekali",3,"Ada, Instalasi Pengolahan Air Lindi (IPAL) di TPA berupa kolam pengendapan dan proses biologi serta proses kimia, masih berfungsi baik dan terawat.",2,"ADA","Untuk Bahan Bakar",3]
[null,2023,1,"Kalimantan Timur","Kab. Paser","TPA KM7 JANJU","TPA Pemda (Non Regional)","A",26955.25,23560.75,0,0,3394.5,0,"Jl. Negara Km. 7","JANJU","Grogot","Pemda DATI II",15.4,"Control Landfill","1-1-2010",2020,11,"Kombinasi timbangan dengan Komputer (excel / tidak otomatis)","Ada dan berfungsi dengan baik","Dua minggu sekali",1,"Ada, Instalasi Pengolahan Air Lindi (IPAL) di TPA berupa kolam pengendapan dan proses biologi, masih berfungsi baik dan terawat.",10,"ADA","Tidak ada. Gas Metana dibakar.","-"]
[null,2023,1,"Kalimantan Timur","Kab. Paser","TPA KM7 JANJU","TPA Pemda (Non Regional)","A",26955.25,23560.75,0,0,3394.5,0,"Jl. Negara Km. 7","JANJU","Grogot","Pemda DATI II",15.4,"Control Landfill","1-1-2010",2020,11,"Kombinasi timbangan dengan Komputer (excel / tidak otomatis)","Ada dan berfungsi dengan baik","Dua minggu sekali",1,"Ada, Instalasi Pengolahan Air Lindi (IPAL) di TPA berupa kolam pengendapan dan proses biologi, masih berfungsi baik dan terawat.",10,"ADA","Tidak ada. Gas Metana dibakar.","-"]
[null,2023,1,"Kalimantan Timur","Kab. Kutai Kartanegara","TPA Kec. Kembang Janggut","TPA Pemda (Non Regional)","A",5411.49,5411.49,0,0,0,0,"Desa Kembang Janggut","Kembang Janggut","Kembang janggut","Pemda DATI II",3,"Open Dumping",2019,"-","-","Manual Book","Tidak Ada","Setahun Sekali","-","-","-","TIDAK ADA","-","-"]
[null,2023,1,"Kalimantan Timur","Kab. Kutai Kartanegara","TPA Kec. Muara Badak","TPA Pemda (Non Regional)","A",7959.52,7959.52,0,0,0,0,"Desa Tanah Datar","Desa Tanah datar","Muara Badak","Pemda DATI II",10,"Open Dumping","-","-",10000,"Manual Book","Tidak Ada","Tiga atau Empat Bulan Sekali","-","Tidak ada Instalasi Pengolahan Air Lindi (IPAL) di TPA","-","TIDAK ADA","Tidak ada. Gas Metana dibakar.","-"]
[null,2023,1,"Kalimantan Timur","Kab. Kutai Kartanegara","TPA Kec. Samboja","TPA Pemda (Non Regional)","A",11903.16,11903.16,0,0,0,0,"Desa Sungai Merdeka","Sungai Merdeka","Samboja","Pemda DATI II",40,"Open Dumping",2019,"-",2000,"Manual Book","Tidak Ada","Tiga atau Empat Bulan Sekali","-","Tidak ada Instalasi Pengolahan Air Lindi (IPAL) di TPA","-","ADA","Tidak ada. Gas Metana dibakar.","-"]
[null,2023,1,"Kalimantan Timur","Kab. Kutai Kartanegara","TPA Kec. Loa Janan","TPA Pemda (Non Regional)","A",11132.21,11132.21,0,0,0,0,"Jalan Putat","Loa Duri Ilir","Loa Janan","Pemda DATI II",3.6,"Open Dumping",2020,"-",30000,"Manual Book","Tidak Ada","Tiga atau Empat Bulan Sekali","-","-","-","TIDAK ADA","-","-"]
[null,2023,1,"Kalimantan Timur","Kab. Kutai Kartanegara","TPA Kec. Kota Bangun","TPA Pemda (Non Regional)","A",15411.91,15411.91,0,0,0,0,"Desa Loleng Kecamatan Kota bangun","Desa Loleng","Kota Bangun","Pemda DATI II",4.38,"Open Dumping",2020,"-",30000,"Manual Book","Tidak Ada","Tiga atau Empat Bulan Sekali","-","Tidak ada Instalasi Pengolahan Air Lindi (IPAL) di TPA","-","ADA","Tidak ada. Gas Metana dibakar.","-"]
[null,2023,1,"Kalimantan Timur","Kab. Kutai Kartanegara","TPA Bekotok","TPA Pemda (Non Regional)","A",26188.53,25914.78,182.5,0,91.25,0,"Jln Triu","Loa Ipuh","Tenggarong","Pemda DATI II",5,"Control Landfill",1993,"-",13500,"Kombinasi timbangan dengan Komputer (excel / tidak otomatis)","Ada dan berfungsi dengan baik","Tiga atau Empat Bulan Sekali",1,"Ada, Instalasi Pengolahan Air Lindi (IPAL) di TPA hanya berupa kolam pengendapan saja tanpa proses biologi atau proses kimia, masih berfungsi baik dan terawat.",22,"ADA","Untuk Bahan Bakar",5]
[null,2023,1,"Kalimantan Timur","Kab. Kutai Kartanegara","TPST 3R GMJB Kec.Muara Jawa","TPA Pemda (Non Regional)","A",3573.35,708.1,109.5,18.25,2737.5,0,"Jl. Hijrah",null,null,"Lainnya",400,"Open Dumping","-","-","-","Manual Book","Tidak Ada","Setahun Sekali","-","Tidak ada Instalasi Pengolahan Air Lindi (IPAL) di TPA","-","TIDAK ADA","-","-"]
[null,2023,1,"Kalimantan Timur","Kab. Kutai Kartanegara","TPA Kec. Kembang Janggut","TPA Pemda (Non Regional)","A",5411.49,5411.49,0,0,0,0,"Desa Kembang Janggut","Kembang Janggut","Kembang janggut","Pemda DATI II",3,"Open Dumping",2019,"-","-","Manual Book","Tidak Ada","Setahun Sekali","-","-","-","TIDAK ADA","-","-"]
[null,2023,1,"Kalimantan Timur","Kab. Kutai Kartanegara","TPA Kec. Muara Badak","TPA Pemda (Non Regional)","A",7959.52,7959.52,0,0,0,0,"Desa Tanah Datar","Desa Tanah datar","Muara Badak","Pemda DATI II",10,"Open Dumping","-","-",10000,"Manual Book","Tidak Ada","Tiga atau Empat Bulan Sekali","-","Tidak ada Instalasi Pengolahan Air Lindi (IPAL) di TPA","-","TIDAK ADA","Tidak ada. Gas Metana dibakar.","-"]
[null,2023,1,"Kalimantan Timur","Kab. Kutai Kartanegara","TPA Kec. Samboja","TPA Pemda (Non Regional)","A",11903.16,11903.16,0,0,0,0,"Desa Sungai Merdeka","Sungai Merdeka","Samboja","Pemda DATI II",40,"Open Dumping",2019,"-",2000,"Manual Book","Tidak Ada","Tiga atau Empat Bulan Sekali","-","Tidak ada Instalasi Pengolahan Air Lindi (IPAL) di TPA","-","ADA","Tidak ada. Gas Metana dibakar.","-"]
[null,2023,1,"Kalimantan Timur","Kab. Kutai Kartanegara","TPA Kec. Loa Janan","TPA Pemda (Non Regional)","A",11132.21,11132.21,0,0,0,0,"Jalan Putat","Loa Duri Ilir","Loa Janan","Pemda DATI II",3.6,"Open Dumping",2020,"-",30000,"Manual Book","Tidak Ada","Tiga atau Empat Bulan Sekali","-","-","-","TIDAK ADA","-","-"]
[null,2023,1,"Kalimantan Timur","Kab. Kutai Kartanegara","TPA Kec. Kota Bangun","TPA Pemda (Non Regional)","A",15411.91,15411.91,0,0,0,0,"Desa Loleng Kecamatan Kota bangun","Desa Loleng","Kota Bangun","Pemda DATI II",4.38,"Open Dumping",2020,"-",30000,"Manual Book","Tidak Ada","Tiga atau Empat Bulan Sekali","-","Tidak ada Instalasi Pengolahan Air Lindi (IPAL) di TPA","-","ADA","Tidak ada. Gas Metana dibakar.","-"]
[null,2023,1,"Kalimantan Timur","Kab. Kutai Kartanegara","TPA Bekotok","TPA Pemda (Non Regional)","A",26188.53,25914.78,182.5,0,91.25,0,"Jln Triu","Loa Ipuh","Tenggarong","Pemda DATI II",5,"Control Landfill",1993,"-",13500,"Kombinasi timbangan dengan Komputer (excel / tidak otomatis)","Ada dan berfungsi dengan baik","Tiga atau Empat Bulan Sekali",1,"Ada, Instalasi Pengolahan Air Lindi (IPAL) di TPA hanya berupa kolam pengendapan saja tanpa proses biologi atau proses kimia, masih berfungsi baik dan terawat.",22,"ADA","Untuk Bahan Bakar",5]
[null,2023,1,"Kalimantan Timur","Kab. Kutai Kartanegara","TPST 3R GMJB Kec.Muara Jawa","TPA Pemda (Non Regional)","A",3573.35,708.1,109.5,18.25,2737.5,0,"Jl. Hijrah",null,null,"Lainnya",400,"Open Dumping","-","-","-","Manual Book","Tidak Ada","Setahun Sekali","-","Tidak ada Instalasi Pengolahan Air Lindi (IPAL) di TPA","-","TIDAK ADA","-","-"]
[null,2023,1,"Kalimantan Timur","Kab. Berau","TPA Bujangga","TPA Pemda (Non Regional)","A",24936.799999999999,24936.799999999999,0,0,0,0,"Jl. Sultan Agung 6","Sei. Bedungun","Tanjung Redeb","Pemda DATI II",13,"Control Landfill","-","-",10000,"Manual Book","Ada tapi sedang rusak","Tiga hari sekali atau seminggu dua kali",3,"Ada, Instalasi Pengolahan Air Lindi (IPAL) di TPA berupa kolam pengendapan dan proses biologi, masih berfungsi baik dan terawat.","-","ADA","Tidak ada. Gas Metana dibakar.","-"]
[null,2023,1,"Kalimantan Timur","Kab. Berau","TPA Tanjung Batu","TPA Pemda (Non Regional)","A",598.6,598.6,0,0,0,0,"Jl.Poros Tanjung Batu-Tanjung Redeb Km.2","Tanjung Batu","Pulau Derawan","Lainnya",0,"Open Dumping","-","-",500,"Manual Book","Tidak Ada","Tidak ditutup sama sekali","-","Tidak ada Instalasi Pengolahan Air Lindi (IPAL) di TPA","-","TIDAK ADA","-","-"]
[null,2023,1,"Kalimantan Timur","Kab. Berau","TPA Talisayan","TPA Pemda (Non Regional)","A",682.55,682.55,0,0,0,0,"Jl.Poros Biatan Talisayan Km.8","Talisayan","Talisayan","Lainnya",0,"Open Dumping","-","-",500,"Manual Book","Tidak Ada","Tidak ditutup sama sekali","-","Tidak ada Instalasi Pengolahan Air Lindi (IPAL) di TPA","-","TIDAK ADA","-","-"]
[null,2023,1,"Kalimantan Timur","Kab. Berau","TPA Bujangga","TPA Pemda (Non Regional)","A",24936.799999999999,24936.799999999999,0,0,0,0,"Jl. Sultan Agung 6","Sei. Bedungun","Tanjung Redeb","Pemda DATI II",13,"Control Landfill","-","-",10000,"Manual Book","Ada tapi sedang rusak","Tiga hari sekali atau seminggu dua kali",3,"Ada, Instalasi Pengolahan Air Lindi (IPAL) di TPA berupa kolam pengendapan dan proses biologi, masih berfungsi baik dan terawat.","-","ADA","Tidak ada. Gas Metana dibakar.","-"]
[null,2023,1,"Kalimantan Timur","Kab. Berau","TPA Tanjung Batu","TPA Pemda (Non Regional)","A",598.6,598.6,0,0,0,0,"Jl.Poros Tanjung Batu-Tanjung Redeb Km.2","Tanjung Batu","Pulau Derawan","Lainnya",0,"Open Dumping","-","-",500,"Manual Book","Tidak Ada","Tidak ditutup sama sekali","-","Tidak ada Instalasi Pengolahan Air Lindi (IPAL) di TPA","-","TIDAK ADA","-","-"]
[null,2023,1,"Kalimantan Timur","Kab. Berau","TPA Talisayan","TPA Pemda (Non Regional)","A",682.55,682.55,0,0,0,0,"Jl.Poros Biatan Talisayan Km.8","Talisayan","Talisayan","Lainnya",0,"Open Dumping","-","-",500,"Manual Book","Tidak Ada","Tidak ditutup sama sekali","-","Tidak ada Instalasi Pengolahan Air Lindi (IPAL) di TPA","-","TIDAK ADA","-","-"]
[null,2023,1,"Kalimantan Timur","Kab. Mahakam Ulu","TPS Sebenaq","TPA Pemda (Non Regional)","A",1806.75,1806.75,0,0,0,0,"Jl. Poros Ujoh Bilang - Long Melaham",null,null,"Pemda DATI II",0.9,"Open Dumping",2019,"-",0.5,"Manual Book","Tidak Ada","Tidak ditutup sama sekali","-","Tidak ada Instalasi Pengolahan Air Lindi (IPAL) di TPA","-","TIDAK ADA","-","-"]
[null,2023,1,"Kalimantan Timur","Kab. Mahakam Ulu","TPS Sebenaq","TPA Pemda (Non Regional)","A",1806.75,1806.75,0,0,0,0,"Jl. Poros Ujoh Bilang - Long Melaham",null,null,"Pemda DATI II",0.9,"Open Dumping",2019,"-",0.5,"Manual Book","Tidak Ada","Tidak ditutup sama sekali","-","Tidak ada Instalasi Pengolahan Air Lindi (IPAL) di TPA","-","TIDAK ADA","-","-"]
[null,2023,1,"Sulawesi Utara","Kab. Bolaang Mongondow","TPA Inuai","TPA Pemda (Non Regional)","A",7300,7300,0,0,0,0,"Desa Inuai Kecamatan Passi Barat Kab. Bolaang Mongondow",null,null,"Pemda DATI II","-","Control Landfill","Maret 2019","-","-","-","-","Dua minggu sekali","-","-","-","ADA","-","-"]
[null,2023,1,"Sulawesi Utara","Kab. Bolaang Mongondow","TPA Inuai","TPA Pemda (Non Regional)","A",7300,7300,0,0,0,0,"Desa Inuai Kecamatan Passi Barat Kab. Bolaang Mongondow",null,null,"Pemda DATI II","-","Control Landfill","Maret 2019","-","-","-","-","Dua minggu sekali","-","-","-","ADA","-","-"]
[null,2023,1,"Sulawesi Utara","Kab. Minahasa Utara","TPA AIRMADIDI","TPA Pemda (Non Regional)","A",23849.1,23374.6,182.5,182.5,109.5,0,"AIRMADIDI BAWAH","AIRMADIDI BAWAH","AIRMADIDI","Pemda DATI II",0,"Control Landfill","-","-",13000,"Manual Book","Tidak Ada","Sebulan sekali",2,"Ada, Instalasi Pengolahan Air Lindi (IPAL) di TPA hanya berupa kolam pengendapan saja tanpa proses biologi atau proses kimia, masih berfungsi baik dan terawat.","-","ADA","-","-"]
[null,2023,1,"Sulawesi Utara","Kab. Minahasa Utara","TPA AIRMADIDI","TPA Pemda (Non Regional)","A",23849.1,23374.6,182.5,182.5,109.5,0,"AIRMADIDI BAWAH","AIRMADIDI BAWAH","AIRMADIDI","Pemda DATI II",0,"Control Landfill","-","-",13000,"Manual Book","Tidak Ada","Sebulan sekali",2,"Ada, Instalasi Pengolahan Air Lindi (IPAL) di TPA hanya berupa kolam pengendapan saja tanpa proses biologi atau proses kimia, masih berfungsi baik dan terawat.","-","ADA","-","-"]
[null,2023,1,"Sulawesi Utara","Kab. Minahasa Tenggara","TPA MINAHASA TENGGARA","TPA Pemda (Non Regional)","A",4270.5,4221.59,5.48,6.94,36.5,0,"PERKEBUNAN PATEWAN","WAWALI PASAN","RATAHAN","Pemda DATI II",5,"Control Landfill","10 MEI 2016",2030,6847,"Manual Book","Tidak Ada","Tujuh hari sekali atau Seminggu Sekali",2,"Tidak ada Instalasi Pengolahan Air Lindi (IPAL) di TPA","-","ADA","Tidak ada. Gas Metana dibakar.","-"]
[null,2023,1,"Sulawesi Utara","Kab. Minahasa Tenggara","TPA MINAHASA TENGGARA","TPA Pemda (Non Regional)","A",4270.5,4221.59,5.48,6.94,36.5,0,"PERKEBUNAN PATEWAN","WAWALI PASAN","RATAHAN","Pemda DATI II",5,"Control Landfill","10 MEI 2016",2030,6847,"Manual Book","Tidak Ada","Tujuh hari sekali atau Seminggu Sekali",2,"Tidak ada Instalasi Pengolahan Air Lindi (IPAL) di TPA","-","ADA","Tidak ada. Gas Metana dibakar.","-"]
[null,2023,1,"Sulawesi Utara","Kab. Bolaang Mongondow Selatan","TPA PINOLANTUNGAN","TPA Pemda (Non Regional)","A",2529.4499999999998,2529.4499999999998,0,0,0,0,"Desa Pinolantugan","Pinolantugan","Bolaang uki","Pemda DATI II",389,"Control Landfill","-","-",500,"Manual Book","Tidak Ada","Tiga atau Empat Bulan Sekali","-","Ada, Instalasi Pengolahan Air Lindi (IPAL) di TPA tetapi sudah rusak atau tidak berfungsi dengan baik dan tidak terawat","-","ADA","Tidak ada. Gas Metana dibakar.","-"]
[null,2023,1,"Sulawesi Utara","Kab. Bolaang Mongondow Selatan","TPA PINOLANTUNGAN","TPA Pemda (Non Regional)","A",2529.4499999999998,2529.4499999999998,0,0,0,0,"Desa Pinolantugan","Pinolantugan","Bolaang uki","Pemda DATI II",389,"Control Landfill","-","-",500,"Manual Book","Tidak Ada","Tiga atau Empat Bulan Sekali","-","Ada, Instalasi Pengolahan Air Lindi (IPAL) di TPA tetapi sudah rusak atau tidak berfungsi dengan baik dan tidak terawat","-","ADA","Tidak ada. Gas Metana dibakar.","-"]
[null,2023,1,"Sulawesi Utara","Kota Manado","TPA SUMOMPO","TPA Pemda (Non Regional)","A",90520,85045,0,1825,3650,0,"Buha, Mapanget, Manado City, North Sulawesi","BUHA","TUMINTING","Pemda DATI II",13.7,"Open Dumping",1972,"-","-","Manual Book","Ada tapi sedang rusak","Setahun Sekali",2,"Ada, Instalasi Pengolahan Air Lindi (IPAL) di TPA hanya berupa kolam pengendapan saja tanpa proses biologi atau proses kimia, masih berfungsi baik dan terawat.","-","ADA","Tidak ada. Gas Metana dibakar.","-"]
[null,2023,1,"Sulawesi Tengah","Kab. Banggai Laut","TPA Sampah Tolokibit","TPA Pemda (Non Regional)","A",4215.75,4182.8999999999996,0,0,32.85,0,"Desa Tolokibit","Tolokibit","Banggai Selatan","Pemda DATI II",0,"Open Dumping","-","-","-","-","Tidak Ada","Tidak ditutup sama sekali","-","Tidak ada Instalasi Pengolahan Air Lindi (IPAL) di TPA","-","TIDAK ADA","-","-"]
[null,2023,1,"Sulawesi Tengah","Kab. Banggai Laut","TPA Sampah Tolokibit","TPA Pemda (Non Regional)","A",4215.75,4182.8999999999996,0,0,32.85,0,"Desa Tolokibit","Tolokibit","Banggai Selatan","Pemda DATI II",0,"Open Dumping","-","-","-","-","Tidak Ada","Tidak ditutup sama sekali","-","Tidak ada Instalasi Pengolahan Air Lindi (IPAL) di TPA","-","TIDAK ADA","-","-"]
[null,2023,1,"Sulawesi Selatan","Kab. Kepulauan Selayar","Kaburu","TPA Pemda (Non Regional)","A",4803.3999999999996,2941.9,36.5,0,1825,0,"Kaburu","Kaburu","Bontomanai","Pemda DATI II",228,"Sanitary Landfill",2007,"-",59000,"Manual Book","Tidak Ada","Tiga atau Empat Bulan Sekali",2,"Ada, Instalasi Pengolahan Air Lindi (IPAL) di TPA hanya berupa kolam pengendapan saja tanpa proses biologi atau proses kimia, masih berfungsi baik dan terawat.","-","ADA","Tidak ada. Gas Metana dibakar.","-"]
[null,2023,1,"Sulawesi Selatan","Kab. Kepulauan Selayar","Kaburu","TPA Pemda (Non Regional)","A",4803.3999999999996,2941.9,36.5,0,1825,0,"Kaburu","Kaburu","Bontomanai","Pemda DATI II",228,"Sanitary Landfill",2007,"-",59000,"Manual Book","Tidak Ada","Tiga atau Empat Bulan Sekali",2,"Ada, Instalasi Pengolahan Air Lindi (IPAL) di TPA hanya berupa kolam pengendapan saja tanpa proses biologi atau proses kimia, masih berfungsi baik dan terawat.","-","ADA","Tidak ada. Gas Metana dibakar.","-"]
[null,2023,1,"Sulawesi Selatan","Kab. Bantaeng","TPA BATU TERANG","TPA Pemda (Non Regional)","A",9599.5,9235.41,35.590000000000003,54.75,273.75,0,"Bonto Salluang","Bonto Salluang","Bissappu","Pemda DATI II",3.2,"Control Landfill","01, 01, 2016","-",9800,"Otomatis Komputerisasi (Aplikasi Khusus TPA)","Ada dan berfungsi dengan baik","Dua minggu sekali",2,"Ada, Instalasi Pengolahan Air Lindi (IPAL) di TPA berupa kolam pengendapan dan proses biologi serta proses kimia, masih berfungsi baik dan terawat.",2,"ADA","Tidak ada. Melepas gas Metana ke udara.","-"]
[null,2023,1,"Sulawesi Selatan","Kab. Bantaeng","TPA BATU TERANG","TPA Pemda (Non Regional)","A",9599.5,9235.41,35.590000000000003,54.75,273.75,0,"Bonto Salluang","Bonto Salluang","Bissappu","Pemda DATI II",3.2,"Control Landfill","01, 01, 2016","-",9800,"Otomatis Komputerisasi (Aplikasi Khusus TPA)","Ada dan berfungsi dengan baik","Dua minggu sekali",2,"Ada, Instalasi Pengolahan Air Lindi (IPAL) di TPA berupa kolam pengendapan dan proses biologi serta proses kimia, masih berfungsi baik dan terawat.",2,"ADA","Tidak ada. Melepas gas Metana ke udara.","-"]
[null,2023,1,"Sulawesi Selatan","Kab. Bone","TPA PASIPPO","TPA Regional","A",86413.75,83858.75,1095,730,730,0,"Pasippo","Palakka","Palakka","Pemda DATI I",5,"Control Landfill","4/24/2008 12:00:00 AM",10,15000,"Otomatis Komputerisasi (Aplikasi Khusus TPA)","Ada dan berfungsi dengan baik","Setiap hari",2,"Ada, Instalasi Pengolahan Air Lindi (IPAL) di TPA berupa kolam pengendapan dan proses biologi serta proses kimia, masih berfungsi baik dan terawat.",2,"ADA","Untuk Bahan Bakar","-"]
[null,2023,1,"Sulawesi Selatan","Kab. Bone","TPA PASIPPO","TPA Regional","A",86413.75,83858.75,1095,730,730,0,"Pasippo","Palakka","Palakka","Pemda DATI I",5,"Control Landfill","4/24/2008 12:00:00 AM",10,15000,"Otomatis Komputerisasi (Aplikasi Khusus TPA)","Ada dan berfungsi dengan baik","Setiap hari",2,"Ada, Instalasi Pengolahan Air Lindi (IPAL) di TPA berupa kolam pengendapan dan proses biologi serta proses kimia, masih berfungsi baik dan terawat.",2,"ADA","Untuk Bahan Bakar","-"]
[null,2023,1,"Sulawesi Selatan","Kab. Pinrang","TPA MALIMPUNG","TPA Pemda (Non Regional)","A",28713.82,28359.77,98.55,73,182.5,0,"Desa Malimpung",null,null,"Pemda DATI II",6,"Sanitary Landfill","-","-",206,"Kombinasi timbangan dengan Komputer (excel / tidak otomatis)","Ada dan berfungsi dengan baik","Tujuh hari sekali atau Seminggu Sekali",3,"Ada, Instalasi Pengolahan Air Lindi (IPAL) di TPA hanya berupa kolam pengendapan saja tanpa proses biologi atau proses kimia, masih berfungsi baik dan terawat.","-","ADA","Tidak ada. Melepas gas Metana ke udara.","-"]
[null,2023,1,"Sulawesi Selatan","Kab. Pinrang","TPA MALIMPUNG","TPA Pemda (Non Regional)","A",28713.82,28359.77,98.55,73,182.5,0,"Desa Malimpung",null,null,"Pemda DATI II",6,"Sanitary Landfill","-","-",206,"Kombinasi timbangan dengan Komputer (excel / tidak otomatis)","Ada dan berfungsi dengan baik","Tujuh hari sekali atau Seminggu Sekali",3,"Ada, Instalasi Pengolahan Air Lindi (IPAL) di TPA hanya berupa kolam pengendapan saja tanpa proses biologi atau proses kimia, masih berfungsi baik dan terawat.","-","ADA","Tidak ada. Melepas gas Metana ke udara.","-"]
[null,2023,1,"Sulawesi Selatan","Kab. Luwu Timur","TPA Ussu","TPA Pemda (Non Regional)","A",8030,6570,730,0,730,0,"Ussu","Ussu","Malili","Pemda DATI II",4,"Control Landfill","-",10,10000,"Kombinasi timbangan dengan Komputer (excel / tidak otomatis)","Ada dan berfungsi dengan baik","Dua minggu sekali",1,"Ada, Instalasi Pengolahan Air Lindi (IPAL) di TPA berupa kolam pengendapan dan proses biologi, masih berfungsi baik dan terawat.",1,"ADA","Tidak ada. Gas Metana dibakar.","-"]
[null,2023,1,"Sulawesi Selatan","Kab. Luwu Timur","TPA Sumber Alam","TPA Pemda (Non Regional)","A",4380,4015,0,0,365,0,"Asana","Asana","Burau","Lainnya",4,"Control Landfill","-","-",2500,"-","Tidak Ada","-","-","-","-","TIDAK ADA","-","-"]
[null,2023,1,"Sulawesi Selatan","Kab. Luwu Timur","TPA Asuli","TPA Pemda (Non Regional)","A",5475,4672,0,0,803,0,"Asuli","Asuli","Towuti","Lainnya",6,"Control Landfill","-","-",10000,"Kombinasi timbangan dengan Komputer (excel / tidak otomatis)","Ada dan berfungsi dengan baik","-","-","-","-","TIDAK ADA","-","-"]
[null,2023,1,"Sulawesi Selatan","Kab. Luwu Timur","TPA Inalahi","TPA Pemda (Non Regional)","A",6570,5840,0,547.5,182.5,0,"Sorowako","Sorowako","Nuha","Lainnya",2,"Control Landfill","-","-",10000,"Kombinasi timbangan dengan Komputer (excel / tidak otomatis)","Ada dan berfungsi dengan baik","Tiga atau Empat Bulan Sekali","-","-","-","TIDAK ADA","-","-"]
[null,2023,1,"Sulawesi Selatan","Kab. Luwu Timur","TPA Ussu","TPA Pemda (Non Regional)","A",8030,6570,730,0,730,0,"Ussu","Ussu","Malili","Pemda DATI II",4,"Control Landfill","-",10,10000,"Kombinasi timbangan dengan Komputer (excel / tidak otomatis)","Ada dan berfungsi dengan baik","Dua minggu sekali",1,"Ada, Instalasi Pengolahan Air Lindi (IPAL) di TPA berupa kolam pengendapan dan proses biologi, masih berfungsi baik dan terawat.",1,"ADA","Tidak ada. Gas Metana dibakar.","-"]
[null,2023,1,"Sulawesi Selatan","Kab. Luwu Timur","TPA Asuli","TPA Pemda (Non Regional)","A",5475,4672,0,0,803,0,"Asuli","Asuli","Towuti","Lainnya",6,"Control Landfill","-","-",10000,"Kombinasi timbangan dengan Komputer (excel / tidak otomatis)","Ada dan berfungsi dengan baik","-","-","-","-","TIDAK ADA","-","-"]
[null,2023,1,"Sulawesi Selatan","Kab. Luwu Timur","TPA Inalahi","TPA Pemda (Non Regional)","A",6570,5840,0,547.5,182.5,0,"Sorowako","Sorowako","Nuha","Lainnya",2,"Control Landfill","-","-",10000,"Kombinasi timbangan dengan Komputer (excel / tidak otomatis)","Ada dan berfungsi dengan baik","Tiga atau Empat Bulan Sekali","-","-","-","TIDAK ADA","-","-"]
[null,2023,1,"Sulawesi Selatan","Kab. Luwu Timur","TPA Sumber Alam","TPA Pemda (Non Regional)","A",4380,4015,0,0,365,0,"Asana","Asana","Burau","Lainnya",4,"Control Landfill","-","-",2500,"-","Tidak Ada","-","-","-","-","TIDAK ADA","-","-"]
[null,2023,1,"Sulawesi Selatan","Kota Parepare","TPA Aloppoe Lapadde","TPA Pemda (Non Regional)","A",21297.75,18542,228.13,45.63,2482,0,"Jl. Jenderal Ahmad Yani KM.7 Aloppoe Lapadde","Lapadde","Ujung","Pemda DATI II",9.8000000000000007,"Control Landfill","Tahun 2020","Tahun 2028",51400,"Otomatis Komputerisasi (Aplikasi Khusus TPA)","Ada dan berfungsi dengan baik","Tiga hari sekali atau seminggu dua kali",2,"Ada, Instalasi Pengolahan Air Lindi (IPAL) di TPA berupa kolam pengendapan dan proses biologi, masih berfungsi baik dan terawat.",2,"ADA","Untuk Bahan Bakar","-"]
[null,2023,1,"Sulawesi Tenggara","Kab. Kolaka","TPA Patioso","TPA Pemda (Non Regional)","A",12957.5,12683.75,0,0,273.75,0,"Poros Kolaka-Wolo","Induha","Latambaga","Pemda DATI II",10,"Control Landfill","Januari 2001",2025,13667,"Manual Book","Ada dan berfungsi dengan baik","Dua minggu sekali",1,"Ada, Instalasi Pengolahan Air Lindi (IPAL) di TPA berupa kolam pengendapan dan proses biologi, masih berfungsi baik dan terawat.",2,"ADA","Tidak ada. Gas Metana dibakar.","-"]
[null,2023,1,"Sulawesi Tenggara","Kab. Kolaka","TPA Patioso","TPA Pemda (Non Regional)","A",12957.5,12683.75,0,0,273.75,0,"Poros Kolaka-Wolo","Induha","Latambaga","Pemda DATI II",10,"Control Landfill","Januari 2001",2025,13667,"Manual Book","Ada dan berfungsi dengan baik","Dua minggu sekali",1,"Ada, Instalasi Pengolahan Air Lindi (IPAL) di TPA berupa kolam pengendapan dan proses biologi, masih berfungsi baik dan terawat.",2,"ADA","Tidak ada. Gas Metana dibakar.","-"]
[null,2023,1,"Sulawesi Tenggara","Kab. Muna","TPA Sidodadi","TPA Pemda (Non Regional)","A",6504.3,6500.65,0,0,3.65,0,"Kelurahan Sidodadi",null,null,"Pemda DATI II",8,"Open Dumping",2019,2029,11000,"Manual Book","Tidak Ada","Dua minggu sekali",1,"Ada, Instalasi Pengolahan Air Lindi (IPAL) di TPA hanya berupa kolam pengendapan saja tanpa proses biologi atau proses kimia, masih berfungsi baik dan terawat.","-","ADA","Tidak ada. Gas Metana dibakar.","-"]
[null,2023,1,"Sulawesi Tenggara","Kab. Muna","TPA Sidodadi","TPA Pemda (Non Regional)","A",6504.3,6500.65,0,0,3.65,0,"Kelurahan Sidodadi",null,null,"Pemda DATI II",8,"Open Dumping",2019,2029,11000,"Manual Book","Tidak Ada","Dua minggu sekali",1,"Ada, Instalasi Pengolahan Air Lindi (IPAL) di TPA hanya berupa kolam pengendapan saja tanpa proses biologi atau proses kimia, masih berfungsi baik dan terawat.","-","ADA","Tidak ada. Gas Metana dibakar.","-"]
[null,2023,2,"Sulawesi Tenggara","Kab. Kolaka Utara","TPA","TPA Pemda (Non Regional)","A",3650,1825,0,1460,365,0,"JLN. TRANS SULAWESI","DESA TOTALLANG","LASUSUA","Pemda DATI II",6.1,"Control Landfill","31DES2010","-",560,"Kombinasi timbangan dengan Komputer (excel / tidak otomatis)","Ada dan berfungsi dengan baik","Tiga hari sekali atau seminggu dua kali",2,"Ada, Instalasi Pengolahan Air Lindi (IPAL) di TPA hanya berupa kolam pengendapan saja tanpa proses biologi atau proses kimia, masih berfungsi baik dan terawat.","-","ADA","Tidak ada. Melepas gas Metana ke udara.","-"]
[null,2023,2,"Sulawesi Tenggara","Kab. Kolaka Utara","TPA","TPA Pemda (Non Regional)","A",3650,1825,0,1460,365,0,"JLN. TRANS SULAWESI","DESA TOTALLANG","LASUSUA","Pemda DATI II",6.1,"Control Landfill","31DES2010","-",560,"Kombinasi timbangan dengan Komputer (excel / tidak otomatis)","Ada dan berfungsi dengan baik","Tiga hari sekali atau seminggu dua kali",2,"Ada, Instalasi Pengolahan Air Lindi (IPAL) di TPA hanya berupa kolam pengendapan saja tanpa proses biologi atau proses kimia, masih berfungsi baik dan terawat.","-","ADA","Tidak ada. Melepas gas Metana ke udara.","-"]
[null,2023,2,"Sulawesi Tenggara","Kab. Kolaka Timur","TPA LARA","TPA Pemda (Non Regional)","A",1131.5,1131.5,0,0,0,0,"DESA LARA",null,null,null,0,"Sanitary Landfill","-","-","-","-","Tidak Ada","Setahun Sekali","-","Ada, Instalasi Pengolahan Air Lindi (IPAL) di TPA hanya berupa kolam pengendapan saja tanpa proses biologi atau proses kimia, masih berfungsi baik dan terawat.","-","ADA","Tidak ada. Gas Metana dibakar.","-"]
[null,2023,2,"Sulawesi Tenggara","Kab. Kolaka Timur","TPA LARA","TPA Pemda (Non Regional)","A",1131.5,1131.5,0,0,0,0,"DESA LARA",null,null,null,0,"Sanitary Landfill","-","-","-","-","Tidak Ada","Setahun Sekali","-","Ada, Instalasi Pengolahan Air Lindi (IPAL) di TPA hanya berupa kolam pengendapan saja tanpa proses biologi atau proses kimia, masih berfungsi baik dan terawat.","-","ADA","Tidak ada. Gas Metana dibakar.","-"]
[null,2023,1,"Sulawesi Tenggara","Kab. Buton Selatan","TPA BUSOA",null,"A",1324.95,1324.95,0,0,0,0,"JALAN GAJAH MADA, KELURAHAN BUSOA, BATAUGA",null,null,null,0,"Open Dumping","-","-",10000,"Manual Book","Tidak Ada","Tidak ditutup sama sekali","-","Tidak ada Instalasi Pengolahan Air Lindi (IPAL) di TPA","-","TIDAK ADA","-","-"]
[null,2023,1,"Sulawesi Tenggara","Kab. Buton Selatan","TPA BUSOA",null,"A",1324.95,1324.95,0,0,0,0,"JALAN GAJAH MADA, KELURAHAN BUSOA, BATAUGA",null,null,null,0,"Open Dumping","-","-",10000,"Manual Book","Tidak Ada","Tidak ditutup sama sekali","-","Tidak ada Instalasi Pengolahan Air Lindi (IPAL) di TPA","-","TIDAK ADA","-","-"]
[null,2023,1,"Sulawesi Barat","Kab. Pasangkayu","TPA GUNUNG SARI","TPA Pemda (Non Regional)","A",4015,4015,0,0,0,0,"Martajaya","Gunung sari","Pasangkayu","Pemda DATI II",0.98,"Open Dumping","-","-","-","Manual Book","Tidak Ada","Setahun Sekali",1,"Ada, Instalasi Pengolahan Air Lindi (IPAL) di TPA hanya berupa kolam pengendapan saja tanpa proses biologi atau proses kimia, masih berfungsi baik dan terawat.","-","ADA","Tidak ada. Gas Metana dibakar.","-"]
[null,2023,1,"Sulawesi Barat","Kab. Pasangkayu","TPA GUNUNG SARI","TPA Pemda (Non Regional)","A",4015,4015,0,0,0,0,"Martajaya","Gunung sari","Pasangkayu","Pemda DATI II",0.98,"Open Dumping","-","-","-","Manual Book","Tidak Ada","Setahun Sekali",1,"Ada, Instalasi Pengolahan Air Lindi (IPAL) di TPA hanya berupa kolam pengendapan saja tanpa proses biologi atau proses kimia, masih berfungsi baik dan terawat.","-","ADA","Tidak ada. Gas Metana dibakar.","-"]
[null,2023,1,"Sulawesi Barat","Kab. Majene","TPA Moluku","TPA Pemda (Non Regional)","A",9033.75,8913.2999999999993,0,0,120.45,0,"Moloku","Totoli","Banggae","Pemda DATI II",3.35,"Control Landfill","17 februari 2019","17 februari 2029",15000,"Manual Book","Tidak Ada","Dua minggu sekali",1,"Ada, Instalasi Pengolahan Air Lindi (IPAL) di TPA tetapi sudah rusak atau tidak berfungsi dengan baik dan tidak terawat","-","ADA","-","-"]
[null,2023,1,"Sulawesi Barat","Kab. Majene","TPA Moluku","TPA Pemda (Non Regional)","A",9033.75,8913.2999999999993,0,0,120.45,0,"Moloku","Totoli","Banggae","Pemda DATI II",3.35,"Control Landfill","17 februari 2019","17 februari 2029",15000,"Manual Book","Tidak Ada","Dua minggu sekali",1,"Ada, Instalasi Pengolahan Air Lindi (IPAL) di TPA tetapi sudah rusak atau tidak berfungsi dengan baik dan tidak terawat","-","ADA","-","-"]
[null,2023,1,"Papua","Kab. Biak Numfor","TPA Aibyoki","TPA Pemda (Non Regional)","A",14782.5,14326.25,0,182.5,273.75,0,"Jl. Raya Biak Utara","Desa Darfuar","Distrik Samofa","Pemda DATI II",4,"Control Landfill","15/04/2015",2025,10000,"Manual Book","Tidak Ada","Dua minggu sekali",1,"Ada, Instalasi Pengolahan Air Lindi (IPAL) di TPA berupa kolam pengendapan dan proses biologi, masih berfungsi baik dan terawat.",2,"TIDAK ADA","Tidak ada. Gas Metana dibakar.","-"]
[null,2023,1,"Papua","Kab. Biak Numfor","TPA Aibyoki","TPA Pemda (Non Regional)","A",14782.5,14326.25,0,182.5,273.75,0,"Jl. Raya Biak Utara","Desa Darfuar","Distrik Samofa","Pemda DATI II",4,"Control Landfill","15/04/2015",2025,10000,"Manual Book","Tidak Ada","Dua minggu sekali",1,"Ada, Instalasi Pengolahan Air Lindi (IPAL) di TPA berupa kolam pengendapan dan proses biologi, masih berfungsi baik dan terawat.",2,"TIDAK ADA","Tidak ada. Gas Metana dibakar.","-"]
[null,2023,2,"Papua Barat","Kab. Manokwari","TPA Sowi Gunung","TPA Pemda (Non Regional)","A",45179.7,45179.7,0,0,0,0,"TPA Sowi Gunung Kampung Maisepi","Sowi","Manokwari Selatan","Pemda DATI II",51.6,"Control Landfill",2009,"-",12000,"Manual Book","Tidak Ada","Tidak ditutup sama sekali","-","Ada, Instalasi Pengolahan Air Lindi (IPAL) di TPA tetapi sudah rusak atau tidak berfungsi dengan baik dan tidak terawat","-","TIDAK ADA","-","-"]
[null,2023,2,"Papua Barat","Kab. Manokwari","TPA Sowi Gunung","TPA Pemda (Non Regional)","A",45179.7,45179.7,0,0,0,0,"TPA Sowi Gunung Kampung Maisepi","Sowi","Manokwari Selatan","Pemda DATI II",51.6,"Control Landfill",2009,"-",12000,"Manual Book","Tidak Ada","Tidak ditutup sama sekali","-","Ada, Instalasi Pengolahan Air Lindi (IPAL) di TPA tetapi sudah rusak atau tidak berfungsi dengan baik dan tidak terawat","-","TIDAK ADA","-","-"]
[null,2023,1,"Papua Barat","Kab. Teluk Wondama","TPA SIKAMA","TPA Pemda (Non Regional)","A",2168.1,2168.1,0,0,0,0,"KAMPUNG SENDERAWOI",null,null,"Pemda DATI II",0.5,"Open Dumping",2018,"-",700,"Manual Book","Tidak Ada","Tidak ditutup sama sekali","-","Ada, Instalasi Pengolahan Air Lindi (IPAL) di TPA tetapi sudah rusak atau tidak berfungsi dengan baik dan tidak terawat","-","TIDAK ADA","-","-"]
[null,2023,1,"Papua Barat","Kab. Teluk Wondama","TPA SIKAMA","TPA Pemda (Non Regional)","A",2168.1,2168.1,0,0,0,0,"KAMPUNG SENDERAWOI",null,null,"Pemda DATI II",0.5,"Open Dumping",2018,"-",700,"Manual Book","Tidak Ada","Tidak ditutup sama sekali","-","Ada, Instalasi Pengolahan Air Lindi (IPAL) di TPA tetapi sudah rusak atau tidak berfungsi dengan baik dan tidak terawat","-","TIDAK ADA","-","-"]
[null,2023,1,"Papua Barat","Kab. Kaimana","TPA Kabupaten Kaimana","TPA Pemda (Non Regional)","A",4456.6499999999996,4456.6499999999996,0,0,0,0,"Kilo 6",null,null,"Pemda DATI II",10,"Control Landfill","01-01-2010","01-01-2021",1000,"Kombinasi timbangan dengan Komputer (excel / tidak otomatis)","Ada dan berfungsi dengan baik","Sebulan sekali","-","Ada, Instalasi Pengolahan Air Lindi (IPAL) di TPA tetapi sudah rusak atau tidak berfungsi dengan baik dan tidak terawat","-","TIDAK ADA","Tidak ada. Gas Metana dibakar.","-"]
[null,2023,1,"Papua Barat","Kab. Kaimana","TPA Kabupaten Kaimana","TPA Pemda (Non Regional)","A",4456.6499999999996,4456.6499999999996,0,0,0,0,"Kilo 6",null,null,"Pemda DATI II",10,"Control Landfill","01-01-2010","01-01-2021",1000,"Kombinasi timbangan dengan Komputer (excel / tidak otomatis)","Ada dan berfungsi dengan baik","Sebulan sekali","-","Ada, Instalasi Pengolahan Air Lindi (IPAL) di TPA tetapi sudah rusak atau tidak berfungsi dengan baik dan tidak terawat","-","TIDAK ADA","Tidak ada. Gas Metana dibakar.","-"]
[null,2023,1,"Papua Barat","Kab. Manokwari Selatan","TPA Ransiki","TPA Pemda (Non Regional)","A",2547.52,2547.52,0,0,0,0,"Kompleks Lapangan Pesawat",null,null,"Pemda DATI II",20000,"Open Dumping","12-09-2023","31-12-2023",12,"Manual Book","Tidak Ada","Tidak ditutup sama sekali","-","Tidak ada Instalasi Pengolahan Air Lindi (IPAL) di TPA","-","TIDAK ADA","-","-"]
[null,2023,1,"Papua Barat","Kab. Manokwari Selatan","TPA Ransiki","TPA Pemda (Non Regional)","A",2547.52,2547.52,0,0,0,0,"Kompleks Lapangan Pesawat",null,null,"Pemda DATI II",20000,"Open Dumping","12-09-2023","31-12-2023",12,"Manual Book","Tidak Ada","Tidak ditutup sama sekali","-","Tidak ada Instalasi Pengolahan Air Lindi (IPAL) di TPA","-","TIDAK ADA","-","-"]
[null,2023,1,"Papua Selatan","Kab. Merauke","TPA BOKEM","TPA Pemda (Non Regional)","A",6741.55,6741.55,0,0,0,0,"JL. PEMBUANGAN SAMPAH","RIMBA JAYA","MERAUKE","Pemda DATI II",15.42,"Control Landfill","-","-",9960,"Manual Book","Tidak Ada","Dua minggu sekali",2,"Ada, Instalasi Pengolahan Air Lindi (IPAL) di TPA hanya berupa kolam pengendapan saja tanpa proses biologi atau proses kimia, masih berfungsi baik dan terawat.","-","ADA","Tidak ada. Gas Metana dibakar.","-"]
[null,2023,1,"Papua Selatan","Kab. Merauke","TPA BOKEM","TPA Pemda (Non Regional)","A",6741.55,6741.55,0,0,0,0,"JL. PEMBUANGAN SAMPAH","RIMBA JAYA","MERAUKE","Pemda DATI II",15.42,"Control Landfill","-","-",9960,"Manual Book","Tidak Ada","Dua minggu sekali",2,"Ada, Instalasi Pengolahan Air Lindi (IPAL) di TPA hanya berupa kolam pengendapan saja tanpa proses biologi atau proses kimia, masih berfungsi baik dan terawat.","-","ADA","Tidak ada. Gas Metana dibakar.","-"]
[null,2023,2,"Papua Selatan","Kab. Asmat","Tempat Penyimpanan sementara (TPS)","TPA Pemda (Non Regional)","A",3467.5,3467.5,0,0,0,0,"Jalan Nusantara Distrik Agats",null,null,null,0,"Open Dumping","-","-",8000,"-","-","Tidak ditutup sama sekali","-","-","-","TIDAK ADA","-","-"]
[null,2023,2,"Papua Selatan","Kab. Asmat","Tempat Penyimpanan sementara (TPS)","TPA Pemda (Non Regional)","A",3467.5,3467.5,0,0,0,0,"Jalan Nusantara Distrik Agats",null,null,null,0,"Open Dumping","-","-",8000,"-","-","Tidak ditutup sama sekali","-","-","-","TIDAK ADA","-","-"]
[null,2023,1,"Papua Tengah","Kab. Mimika","TPA IWAKA","TPA Pemda (Non Regional)","A",33422.83,33422.83,0,0,0,0,"IWAKA",null,null,"Pemda DATI II",11.34,"Open Dumping","-","-",2000,"Manual Book","Tidak Ada","Tidak ditutup sama sekali","-","Tidak ada Instalasi Pengolahan Air Lindi (IPAL) di TPA","-","ADA","-","-"]
[null,2023,1,"Papua Tengah","Kab. Mimika","TPA IWAKA","TPA Pemda (Non Regional)","A",33422.83,33422.83,0,0,0,0,"IWAKA",null,null,"Pemda DATI II",11.34,"Open Dumping","-","-",2000,"Manual Book","Tidak Ada","Tidak ditutup sama sekali","-","Tidak ada Instalasi Pengolahan Air Lindi (IPAL) di TPA","-","ADA","-","-"]
[null,2022,2,"Aceh","Kab. Aceh Selatan","TPA PASIE RAJA","TPA Pemda (Non Regional)","A",12775,12775,0,0,0,0,"Pasie Rasian","Pasie Rasian","Pasie Raja","Pemda DATI II",5.3,"Open Dumping","-","-",20,"-","Ada tapi sedang rusak","-","-","-","-","TIDAK ADA","-","-"]
[null,2022,2,"Aceh","Kab. Aceh Selatan","TPA PASIE RAJA","TPA Pemda (Non Regional)","A",12775,12775,0,0,0,0,"Pasie Rasian","Pasie Rasian","Pasie Raja","Pemda DATI II",5.3,"Open Dumping","-","-",20,"-","Ada tapi sedang rusak","-","-","-","-","TIDAK ADA","-","-"]
[null,2022,2,"Aceh","Kab. Aceh Tenggara","TPA SELAMAT INDAH","TPA Pemda (Non Regional)","A",10406.879999999999,8216.8799999999992,0,0,2190,0,"DESA SELAMAT INDAH",null,null,"Pemda DATI II",48.39,"Open Dumping","TAHUN 2013","-","-","Manual Book","Tidak Ada","Tidak ditutup sama sekali","-","Tidak ada Instalasi Pengolahan Air Lindi (IPAL) di TPA","-","ADA","Tidak ada. Gas Metana dibakar.","-"]
[null,2022,2,"Aceh","Kab. Aceh Tenggara","TPA SELAMAT INDAH","TPA Pemda (Non Regional)","A",10406.879999999999,8216.8799999999992,0,0,2190,0,"DESA SELAMAT INDAH",null,null,"Pemda DATI II",48.39,"Open Dumping","TAHUN 2013","-","-","Manual Book","Tidak Ada","Tidak ditutup sama sekali","-","Tidak ada Instalasi Pengolahan Air Lindi (IPAL) di TPA","-","ADA","Tidak ada. Gas Metana dibakar.","-"]
[null,2022,2,"Aceh","Kab. Aceh Timur","TPA Lhok Tujoh","TPA Pemda (Non Regional)","A",11372.69,10235.42,0,0,1137.27,0,"Gampong Seuneubok Teungoh",null,null,"Pemda DATI II",5,"Sanitary Landfill",2016,"-",42000,"Manual Book","Tidak Ada","Tiga hari sekali atau seminggu dua kali","-","Ada, Instalasi Pengolahan Air Lindi (IPAL) di TPA tetapi sudah rusak atau tidak berfungsi dengan baik dan tidak terawat","-","TIDAK ADA","-","-"]
[null,2022,2,"Aceh","Kab. Aceh Timur","TPA BIREM BAYEUN","TPA Pemda (Non Regional)","A",6177.92,5560.13,0,0,617.79,0,"Jalan Banda Aceh-Medan, Lorong Pipa",null,null,"Pemda DATI II",2.06,"Control Landfill",2011,"-",15000,"Manual Book","Tidak Ada","Tujuh hari sekali atau Seminggu Sekali","-","Tidak ada Instalasi Pengolahan Air Lindi (IPAL) di TPA","-","TIDAK ADA","-","-"]
[null,2022,2,"Aceh","Kab. Aceh Timur","TPA Lhok Tujoh","TPA Pemda (Non Regional)","A",11372.69,10235.42,0,0,1137.27,0,"Gampong Seuneubok Teungoh",null,null,"Pemda DATI II",5,"Sanitary Landfill",2016,"-",42000,"Manual Book","Tidak Ada","Tiga hari sekali atau seminggu dua kali","-","Ada, Instalasi Pengolahan Air Lindi (IPAL) di TPA tetapi sudah rusak atau tidak berfungsi dengan baik dan tidak terawat","-","TIDAK ADA","-","-"]
[null,2022,2,"Aceh","Kab. Aceh Timur","TPA BIREM BAYEUN","TPA Pemda (Non Regional)","A",6177.92,5560.13,0,0,617.79,0,"Jalan Banda Aceh-Medan, Lorong Pipa",null,null,"Pemda DATI II",2.06,"Control Landfill",2011,"-",15000,"Manual Book","Tidak Ada","Tujuh hari sekali atau Seminggu Sekali","-","Tidak ada Instalasi Pengolahan Air Lindi (IPAL) di TPA","-","TIDAK ADA","-","-"]
[null,2022,2,"Aceh","Kab. Aceh Barat","TPA Gunong Mata Ie","TPA Pemda (Non Regional)","A",26354.46,24894.46,0,0,1460,0,"Paya Baro Ranto Panjang, Kec. Meureubo, Kabupaten Aceh Barat",null,null,"Pemda DATI II",10,"Control Landfill","-","-",1000,"Manual Book","Ada tapi sedang rusak","Tiga hari sekali atau seminggu dua kali","-","Ada, Instalasi Pengolahan Air Lindi (IPAL) di TPA hanya berupa kolam pengendapan saja tanpa proses biologi atau proses kimia, masih berfungsi baik dan terawat.","-","ADA","Tidak ada. Gas Metana dibakar.","-"]
[null,2022,2,"Aceh","Kab. Aceh Barat","TPA Gunong Mata Ie","TPA Pemda (Non Regional)","A",26354.46,24894.46,0,0,1460,0,"Paya Baro Ranto Panjang, Kec. Meureubo, Kabupaten Aceh Barat",null,null,"Pemda DATI II",10,"Control Landfill","-","-",1000,"Manual Book","Ada tapi sedang rusak","Tiga hari sekali atau seminggu dua kali","-","Ada, Instalasi Pengolahan Air Lindi (IPAL) di TPA hanya berupa kolam pengendapan saja tanpa proses biologi atau proses kimia, masih berfungsi baik dan terawat.","-","ADA","Tidak ada. Gas Metana dibakar.","-"]
[null,2022,2,"Aceh","Kab. Pidie","TPA Cot Padang Lila","TPA Pemda (Non Regional)","A",24087.37,24087.37,0,0,0,0,"Tunong Tanjong, Padang Tiji, Pidie Regency, Aceh","Gampong Tunong Tanjong","Padang Tiji","Pemda DATI II",4.55,"Control Landfill","17-10-2012","30 Juni 2022","-","Manual Book","Tidak Ada","Sebulan sekali",2,"Ada, Instalasi Pengolahan Air Lindi (IPAL) di TPA berupa kolam pengendapan dan proses biologi, masih berfungsi baik dan terawat.",1,"ADA","Tidak ada. Gas Metana dibakar.","-"]
[null,2022,2,"Aceh","Kab. Pidie","TPA Cot Padang Lila","TPA Pemda (Non Regional)","A",24087.37,24087.37,0,0,0,0,"Tunong Tanjong, Padang Tiji, Pidie Regency, Aceh","Gampong Tunong Tanjong","Padang Tiji","Pemda DATI II",4.55,"Control Landfill","17-10-2012","30 Juni 2022","-","Manual Book","Tidak Ada","Sebulan sekali",2,"Ada, Instalasi Pengolahan Air Lindi (IPAL) di TPA berupa kolam pengendapan dan proses biologi, masih berfungsi baik dan terawat.",1,"ADA","Tidak ada. Gas Metana dibakar.","-"]
[null,2022,2,"Aceh","Kab. Simeulue","TPA Suak Buluh","TPA Pemda (Non Regional)","A",6142.95,6121.05,0,0,21.9,0,"Jln. PDKS","Suak Buluh","Simeulue Timur","Pemda DATI II",5.62,"Open Dumping","15 November 2017","-",6376,"Manual Book","Tidak Ada","Tidak ditutup sama sekali",1,"Ada, Instalasi Pengolahan Air Lindi (IPAL) di TPA tetapi sudah rusak atau tidak berfungsi dengan baik dan tidak terawat","-","ADA","Tidak ada. Gas Metana dibakar.","-"]
[null,2022,2,"Aceh","Kab. Simeulue","TPA Suak Buluh","TPA Pemda (Non Regional)","A",6142.95,6121.05,0,0,21.9,0,"Jln. PDKS","Suak Buluh","Simeulue Timur","Pemda DATI II",5.62,"Open Dumping","15 November 2017","-",6376,"Manual Book","Tidak Ada","Tidak ditutup sama sekali",1,"Ada, Instalasi Pengolahan Air Lindi (IPAL) di TPA tetapi sudah rusak atau tidak berfungsi dengan baik dan tidak terawat","-","ADA","Tidak ada. Gas Metana dibakar.","-"]
[null,2022,2,"Aceh","Kab. Aceh Singkil","TPA Kabupaten Aceh Singkil","TPA Pemda (Non Regional)","A",1686.3,1686.3,0,0,0,0,"Desa Kampung Baru Kecamatan Singkil Utara",null,null,"Pemda DATI II",6.15,"Open Dumping","-","-",7300,"-","Tidak Ada","Tidak ditutup sama sekali","-","Tidak ada Instalasi Pengolahan Air Lindi (IPAL) di TPA","-","TIDAK ADA","-","-"]
[null,2022,2,"Aceh","Kab. Aceh Singkil","TPA Kabupaten Aceh Singkil","TPA Pemda (Non Regional)","A",1686.3,1686.3,0,0,0,0,"Desa Kampung Baru Kecamatan Singkil Utara",null,null,"Pemda DATI II",6.15,"Open Dumping","-","-",7300,"-","Tidak Ada","Tidak ditutup sama sekali","-","Tidak ada Instalasi Pengolahan Air Lindi (IPAL) di TPA","-","TIDAK ADA","-","-"]
[null,2022,2,"Aceh","Kab. Aceh Barat Daya","TPA I khu lhung","TPA Pemda (Non Regional)","A",5475,5475,0,0,0,0,"Ikhu Lhung Jeumpa","I khu lhung","jeumpa","Pemda DATI II",0,"Control Landfill","-","-",3833,"Kombinasi timbangan dengan Komputer (excel / tidak otomatis)","Ada dan berfungsi dengan baik","Tiga atau Empat Bulan Sekali",1,"Ada, Instalasi Pengolahan Air Lindi (IPAL) di TPA berupa kolam pengendapan dan proses biologi, masih berfungsi baik dan terawat.","-","ADA","-","-"]
[null,2022,2,"Aceh","Kab. Aceh Barat Daya","TPA I khu lhung","TPA Pemda (Non Regional)","A",5475,5475,0,0,0,0,"Ikhu Lhung Jeumpa","I khu lhung","jeumpa","Pemda DATI II",0,"Control Landfill","-","-",3833,"Kombinasi timbangan dengan Komputer (excel / tidak otomatis)","Ada dan berfungsi dengan baik","Tiga atau Empat Bulan Sekali",1,"Ada, Instalasi Pengolahan Air Lindi (IPAL) di TPA berupa kolam pengendapan dan proses biologi, masih berfungsi baik dan terawat.","-","ADA","-","-"]
[null,2022,2,"Aceh","Kab. Gayo Lues","TPA Blangnangka","TPA Pemda (Non Regional)","A",8559.25,7811,0,0,748.25,0,"Kampung Akul","Sekuelen","Blang Jerango","Pemda DATI II",5,"Control Landfill","01/01/2014","-","-","Manual Book","Tidak Ada","Sebulan sekali",2,"Ada, Instalasi Pengolahan Air Lindi (IPAL) di TPA hanya berupa kolam pengendapan saja tanpa proses biologi atau proses kimia, masih berfungsi baik dan terawat.","-","ADA","-","-"]
[null,2022,2,"Aceh","Kab. Gayo Lues","TPA Blangnangka","TPA Pemda (Non Regional)","A",8559.25,7811,0,0,748.25,0,"Kampung Akul","Sekuelen","Blang Jerango","Pemda DATI II",5,"Control Landfill","01/01/2014","-","-","Manual Book","Tidak Ada","Sebulan sekali",2,"Ada, Instalasi Pengolahan Air Lindi (IPAL) di TPA hanya berupa kolam pengendapan saja tanpa proses biologi atau proses kimia, masih berfungsi baik dan terawat.","-","ADA","-","-"]
[null,2022,2,"Aceh","Kab. Aceh Jaya","TPA Gunong Tanggoh","TPA Pemda (Non Regional)","A",8533.7000000000007,8515.4500000000007,0,0,18.25,0,"Gampong Keutapang",null,null,"Pemda DATI II",5,"Control Landfill",2015,"-",5000,"Manual Book","Tidak Ada","Setahun Sekali","-","Ada, Instalasi Pengolahan Air Lindi (IPAL) di TPA hanya berupa kolam pengendapan saja tanpa proses biologi atau proses kimia, masih berfungsi baik dan terawat.","-","ADA","-","-"]
[null,2022,2,"Aceh","Kab. Aceh Jaya","TPA BABAH IE","TPA Pemda (Non Regional)","A",2905.4,2905.4,0,0,0,0,"Gampong Babah Ie",null,null,"Pemda DATI II",1.5,"Open Dumping",2006,"-",5000,"-","Tidak Ada","Setahun Sekali","-","Ada, Instalasi Pengolahan Air Lindi (IPAL) di TPA tetapi sudah rusak atau tidak berfungsi dengan baik dan tidak terawat","-","TIDAK ADA","-","-"]
[null,2022,2,"Aceh","Kab. Aceh Jaya","TPA Gunong Tanggoh","TPA Pemda (Non Regional)","A",8533.7000000000007,8515.4500000000007,0,0,18.25,0,"Gampong Keutapang",null,null,"Pemda DATI II",5,"Control Landfill",2015,"-",5000,"Manual Book","Tidak Ada","Setahun Sekali","-","Ada, Instalasi Pengolahan Air Lindi (IPAL) di TPA hanya berupa kolam pengendapan saja tanpa proses biologi atau proses kimia, masih berfungsi baik dan terawat.","-","ADA","-","-"]
[null,2022,2,"Aceh","Kab. Aceh Jaya","TPA BABAH IE","TPA Pemda (Non Regional)","A",2905.4,2905.4,0,0,0,0,"Gampong Babah Ie",null,null,"Pemda DATI II",1.5,"Open Dumping",2006,"-",5000,"-","Tidak Ada","Setahun Sekali","-","Ada, Instalasi Pengolahan Air Lindi (IPAL) di TPA tetapi sudah rusak atau tidak berfungsi dengan baik dan tidak terawat","-","TIDAK ADA","-","-"]
[null,2022,2,"Aceh","Kab. Nagan Raya","TPA BABAH DUA","TPA Pemda (Non Regional)","A",10895.25,10894.52,0,0,0.73,0,"BABAH DUA",null,null,"Pemda DATI II",10.5,"Open Dumping",2016,2036,10000,"Manual Book","Ada tapi sedang rusak","Tidak ditutup sama sekali",1,"Ada, Instalasi Pengolahan Air Lindi (IPAL) di TPA hanya berupa kolam pengendapan saja tanpa proses biologi atau proses kimia, masih berfungsi baik dan terawat.",1,"ADA","Tidak ada. Gas Metana dibakar.","-"]
[null,2022,2,"Aceh","Kab. Nagan Raya","TPA BABAH DUA","TPA Pemda (Non Regional)","A",10895.25,10894.52,0,0,0.73,0,"BABAH DUA",null,null,"Pemda DATI II",10.5,"Open Dumping",2016,2036,10000,"Manual Book","Ada tapi sedang rusak","Tidak ditutup sama sekali",1,"Ada, Instalasi Pengolahan Air Lindi (IPAL) di TPA hanya berupa kolam pengendapan saja tanpa proses biologi atau proses kimia, masih berfungsi baik dan terawat.",1,"ADA","Tidak ada. Gas Metana dibakar.","-"]
[null,2022,2,"Aceh","Kab. Aceh Tamiang","TPA Kampung Durian","TPA Pemda (Non Regional)","A",20075,19527.5,0,0,547.5,0,"Dusun Subur Kampung Durian Kecamatan Rantau Kabupaten Aceh Tamiang","Durian","Rantau","Pemda DATI II",5.2,"Control Landfill",2010,"-",5200,"Kombinasi timbangan dengan Komputer (excel / tidak otomatis)","Ada dan berfungsi dengan baik","Setahun Sekali",2,"Ada, Instalasi Pengolahan Air Lindi (IPAL) di TPA hanya berupa kolam pengendapan saja tanpa proses biologi atau proses kimia, masih berfungsi baik dan terawat.","-","ADA","Tidak ada. Gas Metana dibakar.","-"]
[null,2022,2,"Aceh","Kab. Bener Meriah","TPA Uber-Uber","TPA Pemda (Non Regional)","A",9395.1,9394.26,0,0,0.84,0,"Desa Perumpakan Benjadi",null,null,"Pemda DATI II",0,"Open Dumping","-","-",500,"Manual Book","Tidak Ada","Tiga hari sekali atau seminggu dua kali","-","Tidak ada Instalasi Pengolahan Air Lindi (IPAL) di TPA","-","ADA","-","-"]
[null,2022,2,"Aceh","Kab. Bener Meriah","TPA Uber-Uber","TPA Pemda (Non Regional)","A",9395.1,9394.26,0,0,0.84,0,"Desa Perumpakan Benjadi",null,null,"Pemda DATI II",0,"Open Dumping","-","-",500,"Manual Book","Tidak Ada","Tiga hari sekali atau seminggu dua kali","-","Tidak ada Instalasi Pengolahan Air Lindi (IPAL) di TPA","-","ADA","-","-"]
[null,2022,2,"Aceh","Kab. Pidie Jaya","TPA BLANG AWE","TPA Pemda (Non Regional)","A",4015,4015,0,0,0,0,"BLANG AWE KECAMATAN MEUREUDU",null,null,"Pemda DATI II",100,"Open Dumping","JANUARI 2012","-","-","Manual Book","Tidak Ada","Tidak ditutup sama sekali","-","Tidak ada Instalasi Pengolahan Air Lindi (IPAL) di TPA","-","TIDAK ADA","Untuk Energi Listrik","-"]
[null,2022,2,"Aceh","Kota Banda Aceh","TPA Regional Blang Bintang","TPA Regional","A",35669.03,35669.03,0,0,0,0,"Jl. Radar Km 08","Data Makmur","Blang Bintang","Pemda DATI I",206,"Control Landfill","13 April","-",33750,"Kombinasi timbangan dengan Komputer (excel / tidak otomatis)","Ada dan berfungsi dengan baik","Tiga hari sekali atau seminggu dua kali",2,"Ada, Instalasi Pengolahan Air Lindi (IPAL) di TPA hanya berupa kolam pengendapan saja tanpa proses biologi atau proses kimia, masih berfungsi baik dan terawat.",1,"ADA","Untuk Energi Listrik","-"]
[null,2022,2,"Aceh","Kota Banda Aceh","TPA Kota Banda Aceh","TPA Pemda (Non Regional)","A",40252.75,39453.949999999997,0,0,798.8,0,"Jl. Tgk Dianjong","Gampong Jawa","Kuta Raja",null,23.3,"Control Landfill","Januari 2010","-",10000,"Kombinasi timbangan dengan Komputer (excel / tidak otomatis)","Ada dan berfungsi dengan baik","Tiga hari sekali atau seminggu dua kali",3,"Ada, Instalasi Pengolahan Air Lindi (IPAL) di TPA berupa kolam pengendapan dan proses biologi, masih berfungsi baik dan terawat.",1,"ADA","Untuk Energi Listrik",210]
[null,2022,2,"Aceh","Kota Sabang","TPA LHOK BATEE","TPA Pemda (Non Regional)","A",5971.4,3416.4,912.5,1095,547.5,0,"JALAN SABANG BALOHAN JORONG LHOK BATEE","GAMPONG COT ABEUK","SUKAJAYA","Pemda DATI II",2,"Control Landfill",2000,2024,5400,"Manual Book","Tidak Ada","Tiga atau Empat Bulan Sekali",3,"Ada, Instalasi Pengolahan Air Lindi (IPAL) di TPA tetapi sudah rusak atau tidak berfungsi dengan baik dan tidak terawat",1,"ADA","-","-"]
[null,2022,2,"Aceh","Kota Langsa","TPA Kota Langsa","TPA Pemda (Non Regional)","A",25083.89,25083.89,0,0,0,0,"Jalan Kebun Ireng","Pondok Keumuning","Langsa Lama","Pemda DATI II",0,"Control Landfill",2008,"-",10500,"Kombinasi timbangan dengan Komputer (excel / tidak otomatis)","Ada dan berfungsi dengan baik","Tiga hari sekali atau seminggu dua kali",2,"Ada, Instalasi Pengolahan Air Lindi (IPAL) di TPA berupa kolam pengendapan dan proses biologi, masih berfungsi baik dan terawat.",1,"ADA","Tidak ada. Gas Metana dibakar.","-"]
[null,2022,2,"Aceh","Kota Subulussalam","TPA SARKEA KOTA SUBULUSSALAM","TPA Pemda (Non Regional)","A",9125,8760,0,0,365,0,"KAMPONG DANAU TRAS KECAMATAN SIMPANG KIRI","KAMPONG DANAU TRAS","SIMPANG KIRI","Pemda DATI II",6899,"Open Dumping","-","-","-","Manual Book","Tidak Ada","Tidak ditutup sama sekali","-","Ada, Instalasi Pengolahan Air Lindi (IPAL) di TPA tetapi sudah rusak atau tidak berfungsi dengan baik dan tidak terawat","-","ADA","-","-"]
[null,2022,2,"Sumatera Utara","Kab. Tapanuli Tengah","TPA AEK NABOBAR","TPA Regional","A",13249.5,13249.5,0,0,0,0,"Kelurahan Albion Prancis","Pinangbaru","Pinang sori","Lainnya",42,"Open Dumping","-","-","-","Manual Book","Tidak Ada","Dua minggu sekali","-","Tidak ada Instalasi Pengolahan Air Lindi (IPAL) di TPA","-","ADA","-","-"]
[null,2022,2,"Sumatera Utara","Kab. Tapanuli Tengah","TPA AEK NABOBAR","TPA Regional","A",13249.5,13249.5,0,0,0,0,"Kelurahan Albion Prancis","Pinangbaru","Pinang sori","Lainnya",42,"Open Dumping","-","-","-","Manual Book","Tidak Ada","Dua minggu sekali","-","Tidak ada Instalasi Pengolahan Air Lindi (IPAL) di TPA","-","ADA","-","-"]
[null,2022,2,"Sumatera Utara","Kab. Tapanuli Selatan","TPST BATANGTORU","TPA Pemda (Non Regional)","A",18980,18980,0,0,0,0,"Dusun Aek Sirara",null,null,"Swasta",2,"Open Dumping","-","-",10500,"Manual Book","Tidak Ada","Tidak ditutup sama sekali","-","Tidak ada Instalasi Pengolahan Air Lindi (IPAL) di TPA","-","TIDAK ADA","-","-"]
[null,2022,2,"Sumatera Utara","Kab. Tapanuli Selatan","TPA SIPIROK","TPA Pemda (Non Regional)","A",4745,4745,0,0,0,0,"Jalan Padangsidimpuan - Tarutung",null,null,"Pemda DATI II",2,"Open Dumping","2020-02-02","2030-02-02",10000,"Manual Book","Ada tapi sedang rusak","Tidak ditutup sama sekali",3,"Ada, Instalasi Pengolahan Air Lindi (IPAL) di TPA tetapi sudah rusak atau tidak berfungsi dengan baik dan tidak terawat","-","ADA","Tidak ada. Gas Metana dibakar.","-"]
[null,2022,2,"Sumatera Utara","Kab. Nias","TPA BAKARU","TPA Pemda (Non Regional)","A",2756.82,2683.82,0,0,73,0,"Desa Lazara Idanoi",null,null,"Pemda DATI II",0,"Open Dumping","-","-","-","Manual Book","Tidak Ada","Tidak ditutup sama sekali","-","-","-","ADA","-","-"]
[null,2022,2,"Sumatera Utara","Kab. Nias","TPA BAKARU","TPA Pemda (Non Regional)","A",2756.82,2683.82,0,0,73,0,"Desa Lazara Idanoi",null,null,"Pemda DATI II",0,"Open Dumping","-","-","-","Manual Book","Tidak Ada","Tidak ditutup sama sekali","-","-","-","ADA","-","-"]
[null,2022,2,"Sumatera Utara","Kab. Langkat","TPA padang cermin","TPA Pemda (Non Regional)","A",3285,3285,0,0,0,0,"Jl. padang cermin","padang cermin","selesai","Pemda DATI II",1,"Open Dumping","-","-","-","-","Tidak Ada","-","-","Tidak ada Instalasi Pengolahan Air Lindi (IPAL) di TPA","-","TIDAK ADA","-","-"]
[null,2022,2,"Sumatera Utara","Kab. Langkat","TPA bahorok","TPA Pemda (Non Regional)","A",3650,3650,0,0,0,0,"Jl. Bahorok","Bahorok","kutambaru","Pemda DATI II",2,"Open Dumping","-","-","-","-","Tidak Ada","-","-","Tidak ada Instalasi Pengolahan Air Lindi (IPAL) di TPA","-","TIDAK ADA","-","-"]
[null,2022,2,"Sumatera Utara","Kab. Langkat","TPA tangkahan durian","TPA Pemda (Non Regional)","A",7300,7300,0,0,0,0,"Jl. tangkahan durian","tangkahan durian","brandan barat",null,2,"Open Dumping","-","-","-","-","Tidak Ada","-","-","Tidak ada Instalasi Pengolahan Air Lindi (IPAL) di TPA","-","TIDAK ADA","-","-"]
[null,2022,2,"Sumatera Utara","Kab. Langkat","TPA Kwala Bingai","TPA Pemda (Non Regional)","A",16060,14965,766.5,0,328.5,0,"Jl. Kwala Bingai","Kwala Bingai","Stabat","Pemda DATI II",2.5,"Control Landfill",2005,"-",8000,"Otomatis Komputerisasi (Aplikasi Khusus TPA)","Ada dan berfungsi dengan baik","Tiga hari sekali atau seminggu dua kali",3,"Ada, Instalasi Pengolahan Air Lindi (IPAL) di TPA hanya berupa kolam pengendapan saja tanpa proses biologi atau proses kimia, masih berfungsi baik dan terawat.",3,"ADA","-","-"]
[null,2022,2,"Sumatera Utara","Kab. Langkat","TPA padang cermin","TPA Pemda (Non Regional)","A",3285,3285,0,0,0,0,"Jl. padang cermin","padang cermin","selesai","Pemda DATI II",1,"Open Dumping","-","-","-","-","Tidak Ada","-","-","Tidak ada Instalasi Pengolahan Air Lindi (IPAL) di TPA","-","TIDAK ADA","-","-"]
[null,2022,2,"Sumatera Utara","Kab. Langkat","TPA bahorok","TPA Pemda (Non Regional)","A",3650,3650,0,0,0,0,"Jl. Bahorok","Bahorok","kutambaru","Pemda DATI II",2,"Open Dumping","-","-","-","-","Tidak Ada","-","-","Tidak ada Instalasi Pengolahan Air Lindi (IPAL) di TPA","-","TIDAK ADA","-","-"]
[null,2022,2,"Sumatera Utara","Kab. Langkat","TPA tangkahan durian","TPA Pemda (Non Regional)","A",7300,7300,0,0,0,0,"Jl. tangkahan durian","tangkahan durian","brandan barat",null,2,"Open Dumping","-","-","-","-","Tidak Ada","-","-","Tidak ada Instalasi Pengolahan Air Lindi (IPAL) di TPA","-","TIDAK ADA","-","-"]
[null,2022,2,"Sumatera Utara","Kab. Langkat","TPA Kwala Bingai","TPA Pemda (Non Regional)","A",16060,14965,766.5,0,328.5,0,"Jl. Kwala Bingai","Kwala Bingai","Stabat","Pemda DATI II",2.5,"Control Landfill",2005,"-",8000,"Otomatis Komputerisasi (Aplikasi Khusus TPA)","Ada dan berfungsi dengan baik","Tiga hari sekali atau seminggu dua kali",3,"Ada, Instalasi Pengolahan Air Lindi (IPAL) di TPA hanya berupa kolam pengendapan saja tanpa proses biologi atau proses kimia, masih berfungsi baik dan terawat.",3,"ADA","-","-"]
[null,2022,2,"Sumatera Utara","Kab. Deli Serdang","TADUKAN RAGA II","TPA Pemda (Non Regional)","A",102200,98550,3650,0,0,0,"DUSUN II DESA TADUKAN RAGA KECAMATAN STM HILIR",null,null,"Pemda DATI II",7.5,"Sanitary Landfill",2021,2031,3000,"Kombinasi timbangan dengan Komputer (excel / tidak otomatis)","Ada dan berfungsi dengan baik","Setiap hari",2,"Ada, Instalasi Pengolahan Air Lindi (IPAL) di TPA berupa kolam pengendapan dan proses biologi, masih berfungsi baik dan terawat.",2,"ADA","Untuk Bahan Bakar","-"]
[null,2022,2,"Sumatera Utara","Kab. Deli Serdang","TPA NAMORUBE JULU","TPA Pemda (Non Regional)","A",65700,62050,3650,0,0,0,"Jl.","Namorube Julu","Kutalimbaru",null,3.7,"Sanitary Landfill","Januari 2017","-",20000,"Kombinasi timbangan dengan Komputer (excel / tidak otomatis)","Ada dan berfungsi dengan baik","Setiap hari",4,"Ada, Instalasi Pengolahan Air Lindi (IPAL) di TPA berupa kolam pengendapan dan proses biologi serta proses kimia, masih berfungsi baik dan terawat.",3,"ADA","Untuk Bahan Bakar","-"]
[null,2022,2,"Sumatera Utara","Kab. Deli Serdang","TADUKAN RAGA II","TPA Pemda (Non Regional)","A",102200,98550,3650,0,0,0,"DUSUN II DESA TADUKAN RAGA KECAMATAN STM HILIR",null,null,"Pemda DATI II",7.5,"Sanitary Landfill",2021,2031,3000,"Kombinasi timbangan dengan Komputer (excel / tidak otomatis)","Ada dan berfungsi dengan baik","Setiap hari",2,"Ada, Instalasi Pengolahan Air Lindi (IPAL) di TPA berupa kolam pengendapan dan proses biologi, masih berfungsi baik dan terawat.",2,"ADA","Untuk Bahan Bakar","-"]
[null,2022,2,"Sumatera Utara","Kab. Deli Serdang","TPA NAMORUBE JULU","TPA Pemda (Non Regional)","A",65700,62050,3650,0,0,0,"Jl.","Namorube Julu","Kutalimbaru",null,3.7,"Sanitary Landfill","Januari 2017","-",20000,"Kombinasi timbangan dengan Komputer (excel / tidak otomatis)","Ada dan berfungsi dengan baik","Setiap hari",4,"Ada, Instalasi Pengolahan Air Lindi (IPAL) di TPA berupa kolam pengendapan dan proses biologi serta proses kimia, masih berfungsi baik dan terawat.",3,"ADA","Untuk Bahan Bakar","-"]
[null,2022,2,"Sumatera Utara","Kab. Simalungun","TPA Marjandi Embong","TPA Pemda (Non Regional)","A",45260,45256.35,3.65,0,0,0,"Panombeian Panei",null,null,"Pemda DATI II",14.08,"Control Landfill","-","-","-","Kombinasi timbangan dengan Komputer (excel / tidak otomatis)","Ada dan berfungsi dengan baik","Tiga atau Empat Bulan Sekali","-","Ada, Instalasi Pengolahan Air Lindi (IPAL) di TPA hanya berupa kolam pengendapan saja tanpa proses biologi atau proses kimia, masih berfungsi baik dan terawat.","-","TIDAK ADA","-","-"]
[null,2022,2,"Sumatera Utara","Kab. Simalungun","TPA Marjandi Embong","TPA Pemda (Non Regional)","A",45260,45256.35,3.65,0,0,0,"Panombeian Panei",null,null,"Pemda DATI II",14.08,"Control Landfill","-","-","-","Kombinasi timbangan dengan Komputer (excel / tidak otomatis)","Ada dan berfungsi dengan baik","Tiga atau Empat Bulan Sekali","-","Ada, Instalasi Pengolahan Air Lindi (IPAL) di TPA hanya berupa kolam pengendapan saja tanpa proses biologi atau proses kimia, masih berfungsi baik dan terawat.","-","TIDAK ADA","-","-"]
[null,2022,2,"Sumatera Utara","Kab. Asahan","TPA Sei Renggas","TPA Pemda (Non Regional)","A",24820,23871,36.5,365,547.5,0,"Jl. Ir. Sutami","Sei Renggas","Kisaran Barat","Pemda DATI II",2.5,"Open Dumping","-","-","-","-","Tidak Ada","Tidak ditutup sama sekali","-","Ada, Instalasi Pengolahan Air Lindi (IPAL) di TPA tetapi sudah rusak atau tidak berfungsi dengan baik dan tidak terawat","-","ADA","-","-"]
[null,2022,2,"Sumatera Utara","Kab. Toba","TPA Sijambur","TPA Pemda (Non Regional)","A",3252.15,3252.15,0,0,0,0,"Sijambur Desa Pardomuan",null,null,"Pemda DATI II",0,"Open Dumping","-","-","-","Manual Book","Tidak Ada","-","-","Tidak ada Instalasi Pengolahan Air Lindi (IPAL) di TPA","-","ADA","-","-"]
[null,2022,2,"Sumatera Utara","Kab. Toba","TPA Pintu Bosi","TPA Pemda (Non Regional)","A",10840.5,10840.5,0,0,0,0,"Jl. TPL Desa Pintu Bosi",null,null,"Pemda DATI II",0,"Open Dumping","-","-","-","Manual Book","Tidak Ada","Tidak ditutup sama sekali","-","-","-","TIDAK ADA","-","-"]
[null,2022,2,"Sumatera Utara","Kab. Toba","TPA Sijambur","TPA Pemda (Non Regional)","A",3252.15,3252.15,0,0,0,0,"Sijambur Desa Pardomuan",null,null,"Pemda DATI II",0,"Open Dumping","-","-","-","Manual Book","Tidak Ada","-","-","Tidak ada Instalasi Pengolahan Air Lindi (IPAL) di TPA","-","ADA","-","-"]
[null,2022,2,"Sumatera Utara","Kab. Toba","TPA Pintu Bosi","TPA Pemda (Non Regional)","A",10840.5,10840.5,0,0,0,0,"Jl. TPL Desa Pintu Bosi",null,null,"Pemda DATI II",0,"Open Dumping","-","-","-","Manual Book","Tidak Ada","Tidak ditutup sama sekali","-","-","-","TIDAK ADA","-","-"]
[null,2022,2,"Sumatera Utara","Kab. Humbang Hasundutan","TPA Humbang Hasundutan","TPA Pemda (Non Regional)","A",11935.5,10869.7,967.25,98.55,0,0,"Dusun Partortoran Desa Nagasaribu Kecamatan Lintongnihuta","Nagasaribu","Lintongnihuta","Pemda DATI II",3.5,"Control Landfill","14 Februari 2020","-","-","Manual Book","Ada dan berfungsi dengan baik","Tujuh hari sekali atau Seminggu Sekali",2,"Ada, Instalasi Pengolahan Air Lindi (IPAL) di TPA hanya berupa kolam pengendapan saja tanpa proses biologi atau proses kimia, masih berfungsi baik dan terawat.","-","ADA","Tidak ada. Gas Metana dibakar.","-"]
[null,2022,2,"Sumatera Utara","Kota Medan","TPA Terjun","TPA Pemda (Non Regional)","A",457772.78,439522.78,0,0,18250,0,"Jl. Marelan Raya Pasar V","Rengas Pulau","Medan Marelan","Pemda DATI II",14,"Control Landfill",1993,"-",0,"Kombinasi timbangan dengan Komputer (excel / tidak otomatis)","Ada dan berfungsi dengan baik","Setahun Sekali",1,"Ada, Instalasi Pengolahan Air Lindi (IPAL) di TPA hanya berupa kolam pengendapan saja tanpa proses biologi atau proses kimia, masih berfungsi baik dan terawat.",6,"ADA","-","-"]
[null,2022,2,"Sumatera Utara","Kota Pematang Siantar","TPA Tanjung Pinggir Pematangsiantar","TPA Pemda (Non Regional)","A",63794.7,62918.7,182.5,0,693.5,0,"Jl. Tuan Rondahaim Pematangsiantar","Tanjung Pinggir","Siantar Martoba","Pemda DATI II",5,"Control Landfill",1994,2025,9999999.9900000002,"Otomatis Komputerisasi (Aplikasi Khusus TPA)","Tidak Ada","Tujuh hari sekali atau Seminggu Sekali",2,"Ada, Instalasi Pengolahan Air Lindi (IPAL) di TPA berupa kolam pengendapan dan proses biologi, masih berfungsi baik dan terawat.",1,"ADA","Tidak ada. Melepas gas Metana ke udara.","-"]
[null,2022,2,"Sumatera Utara","Kota Tebing Tinggi","TPA BAJA","TPA Pemda (Non Regional)","A",30977.55,30338.03,347.52,0,292,0,"Jl. Baja","TEBING TINGGI","PADANG HILIR","Pemda DATI II",6.11,"Control Landfill","-","-",11200,"Kombinasi timbangan dengan Komputer (excel / tidak otomatis)","Ada dan berfungsi dengan baik","Dua minggu sekali",5,"Ada, Instalasi Pengolahan Air Lindi (IPAL) di TPA berupa kolam pengendapan dan proses biologi serta proses kimia, masih berfungsi baik dan terawat.",255,"ADA","Tidak ada. Gas Metana dibakar.","-"]
[null,2022,1,"Sumatera Utara","Kota Padangsidimpuan","TPA Batu Bola",null,"A",38325,38142.5,0,0,182.5,0,"Batu Bola",null,null,null,0,"Open Dumping","-","-","-","Manual Book","Tidak Ada","Tidak ditutup sama sekali","-","Tidak ada Instalasi Pengolahan Air Lindi (IPAL) di TPA","-","ADA","-","-"]
[null,2022,2,"Sumatera Utara","Kota Padangsidimpuan","TPA Batu Bola",null,"A",38325,38106,0,0,219,0,"Batu bola",null,null,null,0,"Open Dumping","-","-",20000,"Manual Book","Tidak Ada","Tidak ditutup sama sekali","-","Tidak ada Instalasi Pengolahan Air Lindi (IPAL) di TPA","-","ADA","-","-"]
[null,2022,2,"Sumatera Barat","Kab. Pesisir Selatan","TPA Gunung Bungkuak","TPA Pemda (Non Regional)","A",12775,12410,365,0,0,0,"Bukit Panyabuangan","Gunung Bungkuak Lumpo","IV Jurai","Pemda DATI II",3.6,"Control Landfill","-","-",12000,"Manual Book","Ada dan berfungsi dengan baik","Sebulan sekali",2,"Ada, Instalasi Pengolahan Air Lindi (IPAL) di TPA hanya berupa kolam pengendapan saja tanpa proses biologi atau proses kimia, masih berfungsi baik dan terawat.",12,"ADA","-","-"]
[null,2022,2,"Sumatera Barat","Kab. Pesisir Selatan","TPA Gunung Bungkuak","TPA Pemda (Non Regional)","A",12775,12410,365,0,0,0,"Bukit Panyabuangan","Gunung Bungkuak Lumpo","IV Jurai","Pemda DATI II",3.6,"Control Landfill","-","-",12000,"Manual Book","Ada dan berfungsi dengan baik","Sebulan sekali",2,"Ada, Instalasi Pengolahan Air Lindi (IPAL) di TPA hanya berupa kolam pengendapan saja tanpa proses biologi atau proses kimia, masih berfungsi baik dan terawat.",12,"ADA","-","-"]
[null,2022,2,"Sumatera Barat","Kab. Solok","TPA Regional Solok","TPA Regional","A",6253.91,6144.41,36.5,0,73,0,"Ampang Kualo Kota Solok",null,null,"Pemda DATI I",6.24,"Control Landfill","23 oktober 2014","31 desember 2025",21016,"Kombinasi timbangan dengan Komputer (excel / tidak otomatis)","Ada dan berfungsi dengan baik","Tiga hari sekali atau seminggu dua kali",1,"Ada, Instalasi Pengolahan Air Lindi (IPAL) di TPA berupa kolam pengendapan dan proses biologi, masih berfungsi baik dan terawat.",12,"ADA","Tidak ada. Gas Metana dibakar.","-"]
[null,2022,2,"Sumatera Barat","Kab. Solok","TPA Regional Solok","TPA Regional","A",6253.91,6144.41,36.5,0,73,0,"Ampang Kualo Kota Solok",null,null,"Pemda DATI I",6.24,"Control Landfill","23 oktober 2014","31 desember 2025",21016,"Kombinasi timbangan dengan Komputer (excel / tidak otomatis)","Ada dan berfungsi dengan baik","Tiga hari sekali atau seminggu dua kali",1,"Ada, Instalasi Pengolahan Air Lindi (IPAL) di TPA berupa kolam pengendapan dan proses biologi, masih berfungsi baik dan terawat.",12,"ADA","Tidak ada. Gas Metana dibakar.","-"]
[null,2022,2,"Sumatera Barat","Kab. Sijunjung","TPA Muaro Batuak","TPA Pemda (Non Regional)","A",7300,7300,0,0,0,0,"Timbulun","Timbulun","Tanjung Gadang","Pemda DATI II",4,"Open Dumping",1994,"-","-","-","-","Sebulan sekali","-","-","-","TIDAK ADA","-","-"]
[null,2022,2,"Sumatera Barat","Kab. Sijunjung","TPA Muaro Batuak","TPA Pemda (Non Regional)","A",7300,7300,0,0,0,0,"Timbulun","Timbulun","Tanjung Gadang","Pemda DATI II",4,"Open Dumping",1994,"-","-","-","-","Sebulan sekali","-","-","-","TIDAK ADA","-","-"]
[null,2022,2,"Sumatera Barat","Kab. Tanah Datar","TPA Bukik Sangkiang","TPA Pemda (Non Regional)","A",16469.900000000001,16343.71,86.03,0,40.15,0,"Jorong Piliang","Limo Kaum","Lima Kaum","Pemda DATI II",3,"Control Landfill",2006,2030,10589,"Manual Book","Tidak Ada","Tujuh hari sekali atau Seminggu Sekali",2,"Ada, Instalasi Pengolahan Air Lindi (IPAL) di TPA hanya berupa kolam pengendapan saja tanpa proses biologi atau proses kimia, masih berfungsi baik dan terawat.",1,"ADA","Tidak ada. Gas Metana dibakar.","-"]
[null,2022,2,"Sumatera Barat","Kab. Tanah Datar","TPA Bukik Sangkiang","TPA Pemda (Non Regional)","A",16469.900000000001,16343.71,86.03,0,40.15,0,"Jorong Piliang","Limo Kaum","Lima Kaum","Pemda DATI II",3,"Control Landfill",2006,2030,10589,"Manual Book","Tidak Ada","Tujuh hari sekali atau Seminggu Sekali",2,"Ada, Instalasi Pengolahan Air Lindi (IPAL) di TPA hanya berupa kolam pengendapan saja tanpa proses biologi atau proses kimia, masih berfungsi baik dan terawat.",1,"ADA","Tidak ada. Gas Metana dibakar.","-"]
[null,2022,2,"Sumatera Barat","Kab. Padang Pariaman","TPA Ladang Laweh","TPA Pemda (Non Regional)","A",5058.8999999999996,5058.8999999999996,0,0,0,0,"Ladang Laweh Sicincin Kec. 2x11 Enam Lingkung",null,null,null,0,"Open Dumping","-","-",3000,"-","-","Tiga atau Empat Bulan Sekali","-","-","-","TIDAK ADA","-","-"]
[null,2022,2,"Sumatera Barat","Kab. Padang Pariaman","TPA Ladang Laweh","TPA Pemda (Non Regional)","A",5058.8999999999996,5058.8999999999996,0,0,0,0,"Ladang Laweh Sicincin Kec. 2x11 Enam Lingkung",null,null,null,0,"Open Dumping","-","-",3000,"-","-","Tiga atau Empat Bulan Sekali","-","-","-","TIDAK ADA","-","-"]
[null,2022,2,"Sumatera Barat","Kab. Agam","TPA Sampah Regional Payakumbuh","TPA Regional","A",9187.0499999999993,9026.4500000000007,124.1,0,36.5,0,"Kapalo Koto Ampangan","Kapalo Koto Ampangan","Payakumbuh Selatan","Lainnya",13.79,"Control Landfill","2 Agustus 2013",2019,26700,"Kombinasi timbangan dengan Komputer (excel / tidak otomatis)","Ada dan berfungsi dengan baik","Tiga hari sekali atau seminggu dua kali",1,"Ada, Instalasi Pengolahan Air Lindi (IPAL) di TPA berupa kolam pengendapan dan proses biologi, masih berfungsi baik dan terawat.",8,"ADA","Tidak ada. Gas Metana dibakar.","-"]
[null,2022,2,"Sumatera Barat","Kab. Agam","TPST Sei. Jariang","TPA Pemda (Non Regional)","A",12265.43,12024.53,186.15,0,54.75,0,"Sei. Jariang","Cumateh","Lubuk Basung","Pemda DATI II",5.5,"Control Landfill","desember 2015","Desember 2032",300,"Manual Book","Tidak Ada","Tiga hari sekali atau seminggu dua kali",1,"Ada, Instalasi Pengolahan Air Lindi (IPAL) di TPA hanya berupa kolam pengendapan saja tanpa proses biologi atau proses kimia, masih berfungsi baik dan terawat.",4,"ADA","Tidak ada. Gas Metana dibakar.","-"]
[null,2022,2,"Sumatera Barat","Kab. Agam","TPA Sampah Regional Payakumbuh","TPA Regional","A",9187.0499999999993,9026.4500000000007,124.1,0,36.5,0,"Kapalo Koto Ampangan","Kapalo Koto Ampangan","Payakumbuh Selatan","Lainnya",13.79,"Control Landfill","2 Agustus 2013",2019,26700,"Kombinasi timbangan dengan Komputer (excel / tidak otomatis)","Ada dan berfungsi dengan baik","Tiga hari sekali atau seminggu dua kali",1,"Ada, Instalasi Pengolahan Air Lindi (IPAL) di TPA berupa kolam pengendapan dan proses biologi, masih berfungsi baik dan terawat.",8,"ADA","Tidak ada. Gas Metana dibakar.","-"]
[null,2022,2,"Sumatera Barat","Kab. Agam","TPST Sei. Jariang","TPA Pemda (Non Regional)","A",12265.43,12024.53,186.15,0,54.75,0,"Sei. Jariang","Cumateh","Lubuk Basung","Pemda DATI II",5.5,"Control Landfill","desember 2015","Desember 2032",300,"Manual Book","Tidak Ada","Tiga hari sekali atau seminggu dua kali",1,"Ada, Instalasi Pengolahan Air Lindi (IPAL) di TPA hanya berupa kolam pengendapan saja tanpa proses biologi atau proses kimia, masih berfungsi baik dan terawat.",4,"ADA","Tidak ada. Gas Metana dibakar.","-"]
[null,2022,2,"Sumatera Barat","Kab. Lima Puluh Kota","TPA Regional Payakumbuh","TPA Regional","A",7665,7665,0,0,0,0,"PJMJ+R8 Padang Karambia, Kota Payakumbuh, Sumatera Barat","Padang Karambia","Payakumbuh Selatan","Pemda DATI I",8,"Sanitary Landfill","-","-",2.5,"Kombinasi timbangan dengan Komputer (excel / tidak otomatis)","Ada dan berfungsi dengan baik","Setiap hari",2,"Ada, Instalasi Pengolahan Air Lindi (IPAL) di TPA berupa kolam pengendapan dan proses biologi serta proses kimia, masih berfungsi baik dan terawat.",119,"ADA","Tidak ada. Gas Metana dibakar.","-"]
[null,2022,2,"Sumatera Barat","Kab. Lima Puluh Kota","TPA Regional Payakumbuh","TPA Regional","A",7665,7665,0,0,0,0,"PJMJ+R8 Padang Karambia, Kota Payakumbuh, Sumatera Barat","Padang Karambia","Payakumbuh Selatan","Pemda DATI I",8,"Sanitary Landfill","-","-",2.5,"Kombinasi timbangan dengan Komputer (excel / tidak otomatis)","Ada dan berfungsi dengan baik","Setiap hari",2,"Ada, Instalasi Pengolahan Air Lindi (IPAL) di TPA berupa kolam pengendapan dan proses biologi serta proses kimia, masih berfungsi baik dan terawat.",119,"ADA","Tidak ada. Gas Metana dibakar.","-"]
[null,2022,2,"Sumatera Barat","Kab. Pasaman","TPA PUNCAK LABUAI","TPA Pemda (Non Regional)","A",15497.9,11015.7,248.2,0,4234,0,"Jalan Koto Tangah","Ganggo Mudiak","Bonjol","Pemda DATI II",1.8,"Control Landfill",2015,2022,300,"Manual Book","Tidak Ada","Tiga hari sekali atau seminggu dua kali",3,"Ada, Instalasi Pengolahan Air Lindi (IPAL) di TPA hanya berupa kolam pengendapan saja tanpa proses biologi atau proses kimia, masih berfungsi baik dan terawat.",2,"ADA","Tidak ada. Gas Metana dibakar.","-"]
[null,2022,2,"Sumatera Barat","Kab. Dharmasraya","TPA Rabusa","TPA Pemda (Non Regional)","A",30130.75,28607.97,0,1095,427.78,0,"Nagari Gunung Medan Kecamatan Sitiung","Gunung Medan","Sitiung","Pemda DATI II",6,"Open Dumping","29 Maret 2014","-",20000,"Manual Book","Ada tapi sedang rusak","Tiga atau Empat Bulan Sekali",1,"Ada, Instalasi Pengolahan Air Lindi (IPAL) di TPA hanya berupa kolam pengendapan saja tanpa proses biologi atau proses kimia, masih berfungsi baik dan terawat.","-","ADA","Tidak ada. Gas Metana dibakar.","-"]
[null,2022,2,"Sumatera Barat","Kab. Dharmasraya","TPA Rabusa","TPA Pemda (Non Regional)","A",30130.75,28607.97,0,1095,427.78,0,"Nagari Gunung Medan Kecamatan Sitiung","Gunung Medan","Sitiung","Pemda DATI II",6,"Open Dumping","29 Maret 2014","-",20000,"Manual Book","Ada tapi sedang rusak","Tiga atau Empat Bulan Sekali",1,"Ada, Instalasi Pengolahan Air Lindi (IPAL) di TPA hanya berupa kolam pengendapan saja tanpa proses biologi atau proses kimia, masih berfungsi baik dan terawat.","-","ADA","Tidak ada. Gas Metana dibakar.","-"]
[null,2022,2,"Sumatera Barat","Kab. Solok Selatan","TPA Jujutan","TPA Pemda (Non Regional)","A",4394.6000000000004,4394.6000000000004,0,0,0,0,"Jorong jujutan, Nagari Lubuk Gadang Kecamatan Sangir",null,null,"Pemda DATI II",6.3,"Open Dumping","-","-","-","Manual Book","Tidak Ada","Tidak ditutup sama sekali","-","Ada, Instalasi Pengolahan Air Lindi (IPAL) di TPA tetapi sudah rusak atau tidak berfungsi dengan baik dan tidak terawat","-","ADA","-","-"]
[null,2022,2,"Sumatera Barat","Kab. Solok Selatan","TPA Jujutan","TPA Pemda (Non Regional)","A",4394.6000000000004,4394.6000000000004,0,0,0,0,"Jorong jujutan, Nagari Lubuk Gadang Kecamatan Sangir",null,null,"Pemda DATI II",6.3,"Open Dumping","-","-","-","Manual Book","Tidak Ada","Tidak ditutup sama sekali","-","Ada, Instalasi Pengolahan Air Lindi (IPAL) di TPA tetapi sudah rusak atau tidak berfungsi dengan baik dan tidak terawat","-","ADA","-","-"]
[null,2022,2,"Sumatera Barat","Kab. Pasaman Barat","MUARA KIAWAI","TPA Pemda (Non Regional)","A",18067.5,17994.5,0,0,73,0,"jalan kartini","nagarai Muara Kiawai","Gunung Tuleh","Pemda DATI II",10.16,"Open Dumping",2008,"-",2000,"Manual Book","Tidak Ada","Tidak ditutup sama sekali","-","Tidak ada Instalasi Pengolahan Air Lindi (IPAL) di TPA","-","TIDAK ADA","-","-"]
[null,2022,2,"Sumatera Barat","Kab. Pasaman Barat","MUARA KIAWAI","TPA Pemda (Non Regional)","A",18067.5,17994.5,0,0,73,0,"jalan kartini","nagarai Muara Kiawai","Gunung Tuleh","Pemda DATI II",10.16,"Open Dumping",2008,"-",2000,"Manual Book","Tidak Ada","Tidak ditutup sama sekali","-","Tidak ada Instalasi Pengolahan Air Lindi (IPAL) di TPA","-","TIDAK ADA","-","-"]
[null,2022,2,"Sumatera Barat","Kota Padang","UPTD TPA AIE DINGIN","TPA Pemda (Non Regional)","A",170455,151967.75,237.25,0,18250,0,"Aie Dingin","BALAI GADANG","KOTO TANGAH","Pemda DATI II",17,"Control Landfill",1988,5,"-","Kombinasi timbangan dengan Komputer (excel / tidak otomatis)","Ada dan berfungsi dengan baik","Tiga atau Empat Bulan Sekali","-","-","-","ADA","Tidak ada. Gas Metana dibakar.","-"]
[null,2022,2,"Sumatera Barat","Kota Solok","TPA Sampah Regional Solok","TPA Regional","A",16278,16168.5,36.5,0,73,0,"Ampang Kualo","Kampung Jawa","Tanjung Harapan","Pemda DATI I",6.24,"Control Landfill","23 Oktober 2014","-",21016,"Kombinasi timbangan dengan Komputer (excel / tidak otomatis)","Ada dan berfungsi dengan baik","Tujuh hari sekali atau Seminggu Sekali",2,"Ada, Instalasi Pengolahan Air Lindi (IPAL) di TPA berupa kolam pengendapan dan proses biologi, masih berfungsi baik dan terawat.",12,"ADA","Tidak ada. Gas Metana dibakar.","-"]
[null,2022,2,"Sumatera Barat","Kota Sawahlunto","TPA Sampah Kayu Gadang","TPA Pemda (Non Regional)","A",5029.7,5025.68,0,0,4.0199999999999996,0,"Kayu Gadang Dusun Kayu Gadang","Desa Santur","Barangin","Pemda DATI II",25,"Control Landfill","-",2035,50000,"Manual Book","Tidak Ada","Tiga hari sekali atau seminggu dua kali",3,"Ada, Instalasi Pengolahan Air Lindi (IPAL) di TPA berupa kolam pengendapan dan proses biologi serta proses kimia, masih berfungsi baik dan terawat.",2,"ADA","Tidak ada. Gas Metana dibakar.","-"]
[null,2022,2,"Sumatera Barat","Kota Padang Panjang","TPA Sei Andok","TPA Pemda (Non Regional)","A",14778.12,14156.89,62.05,150.38,408.8,0,"Jl. Bustanul Arifin RT 6","Kampung Manggis","Padang Panjang Barat","Pemda DATI II",4.8,"Sanitary Landfill",1988,"-",12000,"Kombinasi timbangan dengan Komputer (excel / tidak otomatis)","Tidak Ada","Setiap hari",3,"Ada, Instalasi Pengolahan Air Lindi (IPAL) di TPA hanya berupa kolam pengendapan saja tanpa proses biologi atau proses kimia, masih berfungsi baik dan terawat.",12,"ADA","Tidak ada. Gas Metana dibakar.","-"]
[null,2022,2,"Sumatera Barat","Kota Bukittinggi","TPA SAMPAH REGIONAL PAYAKUMBUH","TPA Regional","A",38238,38238,0,0,0,0,"KAPALO KOTO","KAPALO KOTO","PAYAKUMBUH SELATAN","Lainnya",13.79,"Sanitary Landfill","2-Aug-13","-",26,"Kombinasi timbangan dengan Komputer (excel / tidak otomatis)","Ada dan berfungsi dengan baik","Setiap hari",1,"Ada, Instalasi Pengolahan Air Lindi (IPAL) di TPA berupa kolam pengendapan dan proses biologi, masih berfungsi baik dan terawat.",12,"ADA","Tidak ada. Gas Metana dibakar.","-"]
[null,2022,2,"Sumatera Barat","Kota Payakumbuh","TPA REGIONAL","TPA Regional","A",30616.2,30616.2,0,0,0,0,"Padang Karambia","Padang Karambia","Payakumbuh Selatan","Pemda DATI I",137.9,"Sanitary Landfill","2 Agustus 2013","-",26700,"Otomatis Komputerisasi (Aplikasi Khusus TPA)","Ada dan berfungsi dengan baik","Tiga hari sekali atau seminggu dua kali",1,"Ada, Instalasi Pengolahan Air Lindi (IPAL) di TPA berupa kolam pengendapan dan proses biologi, masih berfungsi baik dan terawat.",12,"ADA","Tidak ada. Gas Metana dibakar.","-"]
[null,2022,2,"Sumatera Barat","Kota Pariaman","TPAS Tungkal Selatan","TPA Pemda (Non Regional)","A",9855,9855,0,0,0,0,"Desa Tungkal Selatan, Kecamatan Pariaman Utara, Kota Pariaman",null,null,"Pemda DATI II",14,"Control Landfill","-","-",15000,"Manual Book","Tidak Ada","Sebulan sekali","-","Tidak ada Instalasi Pengolahan Air Lindi (IPAL) di TPA","-","TIDAK ADA","Tidak ada. Gas Metana dibakar.","-"]
[null,2022,2,"Riau","Kab. Indragiri Hulu","TPA","TPA Pemda (Non Regional)","A",8030,7665,0,0,365,0,"Jl. Batu Canai","Pematang Reba","Rengat Barat","Pemda DATI II",5,"Control Landfill",1995,"-",20000,"Manual Book","Ada tapi sedang rusak","Setahun Sekali",2,"Tidak ada Instalasi Pengolahan Air Lindi (IPAL) di TPA","-","ADA","Tidak ada. Gas Metana dibakar.","-"]
[null,2022,2,"Riau","Kab. Bengkalis","TPA PINGGIR","TPA Pemda (Non Regional)","A",13536.55,8252.94,125.44,129.31,5028.8500000000004,0,"JL. PELAJAR","MUARA BASUNG","PINGGIR",null,0,"Control Landfill","-","-",1,"-","Ada tapi sedang rusak","Setiap hari","-","-","-","ADA","-","-"]
[null,2022,2,"Riau","Kab. Bengkalis","TPA BUKIT BATU","TPA Pemda (Non Regional)","A",6833.64,4097.7,78.56,71.03,2586.35,0,"JL. LINGKAR","DOMPAS","BUKIT BATU",null,0,"Control Landfill","-","-",1,"-","Tidak Ada","Setiap hari","-","-","-","TIDAK ADA","-","-"]
[null,2022,2,"Riau","Kab. Bengkalis","TPA MANDAU","TPA Pemda (Non Regional)","A",28285.42,12736.12,348.94,1024.92,14175.45,0,"JL. SULIKI (Lintas Duri-Dumai) Km 9","SEBANGAR","MANDAU",null,0,"Control Landfill","-","-",1,"-","Ada tapi sedang rusak","Setiap hari","-","-","-","ADA","-","-"]
[null,2022,2,"Riau","Kab. Bengkalis","TPA BANTAN","TPA Pemda (Non Regional)","A",18970.98,6246.45,218.07,259.52999999999997,12246.93,0,"JL. TAMAN SARI","BANTAN TUA","BANTAN","Pemda DATI II",0,"Control Landfill","-","-","-","Manual Book","Ada tapi sedang rusak","Setiap hari","-","-","-","ADA","-","-"]
[null,2022,2,"Riau","Kab. Bengkalis","TPA PINGGIR","TPA Pemda (Non Regional)","A",13536.55,8252.94,125.44,129.31,5028.8500000000004,0,"JL. PELAJAR","MUARA BASUNG","PINGGIR",null,0,"Control Landfill","-","-",1,"-","Ada tapi sedang rusak","Setiap hari","-","-","-","ADA","-","-"]
[null,2022,2,"Riau","Kab. Bengkalis","TPA BUKIT BATU","TPA Pemda (Non Regional)","A",6833.64,4097.7,78.56,71.03,2586.35,0,"JL. LINGKAR","DOMPAS","BUKIT BATU",null,0,"Control Landfill","-","-",1,"-","Tidak Ada","Setiap hari","-","-","-","TIDAK ADA","-","-"]
[null,2022,2,"Riau","Kab. Bengkalis","TPA MANDAU","TPA Pemda (Non Regional)","A",28285.42,12736.12,348.94,1024.92,14175.45,0,"JL. SULIKI (Lintas Duri-Dumai) Km 9","SEBANGAR","MANDAU",null,0,"Control Landfill","-","-",1,"-","Ada tapi sedang rusak","Setiap hari","-","-","-","ADA","-","-"]
[null,2022,2,"Riau","Kab. Bengkalis","TPA BANTAN","TPA Pemda (Non Regional)","A",18970.98,6246.45,218.07,259.52999999999997,12246.93,0,"JL. TAMAN SARI","BANTAN TUA","BANTAN","Pemda DATI II",0,"Control Landfill","-","-","-","Manual Book","Ada tapi sedang rusak","Setiap hari","-","-","-","ADA","-","-"]
[null,2022,2,"Riau","Kab. Rokan Hulu","TPA Tanjung Belit","TPA Pemda (Non Regional)","A",10460.9,10460.9,0,0,0,0,"J. Tanjung Belit","Tanjung Belit","Rambah",null,5.5,"Control Landfill","-","-",1.2,"Manual Book","Ada tapi sedang rusak","Tiga atau Empat Bulan Sekali",3,"-","-","ADA","Tidak ada. Gas Metana dibakar.","-"]
[null,2022,2,"Riau","Kab. Rokan Hulu","TPA Ujung Batu","TPA Pemda (Non Regional)","A",11179.95,11179.95,0,0,0,0,"Jl. Raya Ujung Batu","Desa Suka Damai","Ujung Batu",null,2,"Open Dumping","-","-",1.5,"Manual Book","Tidak Ada","Tidak ditutup sama sekali","-","Tidak ada Instalasi Pengolahan Air Lindi (IPAL) di TPA","-","TIDAK ADA","-","-"]
[null,2022,2,"Riau","Kab. Rokan Hilir","TPA KUBU","TPA Pemda (Non Regional)","A",722.7,540.20000000000005,0,0,182.5,0,"Jalan Lintas Kubu",null,"Kubu Babussalam","Pemda DATI II",2,"Open Dumping","-",2030,15000,"Manual Book","Tidak Ada","Tidak ditutup sama sekali","-","-","-","ADA","-","-"]
[null,2022,2,"Riau","Kab. Rokan Hilir","TPA BAGAN BATU","TPA Pemda (Non Regional)","A",2409,584,0,0,1825,0,"Jalan Sudirman",null,"Bagan Sinembah","Pemda DATI II",4,"Control Landfill","-",2023,25000,"Manual Book","Tidak Ada","Sebulan sekali",1,"Tidak ada Instalasi Pengolahan Air Lindi (IPAL) di TPA","-","ADA","-","-"]
[null,2022,2,"Riau","Kab. Rokan Hilir","TPA Bagansiapiapi","TPA Pemda (Non Regional)","A",14454,13176.5,730,292,255.5,0,"Jalan Kecamatan","Bagan Punak","Bangko","Pemda DATI II",6,"Control Landfill","-",2025,40000,"Manual Book","Tidak Ada","Sebulan sekali",3,"Ada, Instalasi Pengolahan Air Lindi (IPAL) di TPA berupa kolam pengendapan dan proses biologi, masih berfungsi baik dan terawat.",6,"ADA","Tidak ada. Gas Metana dibakar.","-"]
[null,2022,2,"Riau","Kab. Rokan Hilir","TPA KUBU","TPA Pemda (Non Regional)","A",722.7,540.20000000000005,0,0,182.5,0,"Jalan Lintas Kubu",null,"Kubu Babussalam","Pemda DATI II",2,"Open Dumping","-",2030,15000,"Manual Book","Tidak Ada","Tidak ditutup sama sekali","-","-","-","ADA","-","-"]
[null,2022,2,"Riau","Kab. Rokan Hilir","TPA BAGAN BATU","TPA Pemda (Non Regional)","A",2409,584,0,0,1825,0,"Jalan Sudirman",null,"Bagan Sinembah","Pemda DATI II",4,"Control Landfill","-",2023,25000,"Manual Book","Tidak Ada","Sebulan sekali",1,"Tidak ada Instalasi Pengolahan Air Lindi (IPAL) di TPA","-","ADA","-","-"]
[null,2022,2,"Riau","Kab. Rokan Hilir","TPA Bagansiapiapi","TPA Pemda (Non Regional)","A",14454,13176.5,730,292,255.5,0,"Jalan Kecamatan","Bagan Punak","Bangko","Pemda DATI II",6,"Control Landfill","-",2025,40000,"Manual Book","Tidak Ada","Sebulan sekali",3,"Ada, Instalasi Pengolahan Air Lindi (IPAL) di TPA berupa kolam pengendapan dan proses biologi, masih berfungsi baik dan terawat.",6,"ADA","Tidak ada. Gas Metana dibakar.","-"]
[null,2022,2,"Riau","Kab. Siak","TPA Tualang","TPA Pemda (Non Regional)","A",31233.05,31233.05,0,0,0,0,"Jl. Raya Perawang-Minas Km. 11 03/04","Kampung Perawang Barat","Tualang","Pemda DATI II",10,"Control Landfill",2013,2043,30000,"Manual Book","Ada dan berfungsi dengan baik","Tujuh hari sekali atau Seminggu Sekali",3,"Ada, Instalasi Pengolahan Air Lindi (IPAL) di TPA hanya berupa kolam pengendapan saja tanpa proses biologi atau proses kimia, masih berfungsi baik dan terawat.",1,"ADA","-","-"]
[null,2022,2,"Riau","Kab. Siak","TPA Buantan Besar/Siak","TPA Pemda (Non Regional)","A",6318.15,3642.7,883.3,1792.15,0,0,"Jl. Raya Siak-Bungaraya 001/002","Buantan Besar","Siak","Pemda DATI II",4,"Control Landfill",2001,2030,30000,"Kombinasi timbangan dengan Komputer (excel / tidak otomatis)","Ada dan berfungsi dengan baik","Tujuh hari sekali atau Seminggu Sekali",3,"Ada, Instalasi Pengolahan Air Lindi (IPAL) di TPA hanya berupa kolam pengendapan saja tanpa proses biologi atau proses kimia, masih berfungsi baik dan terawat.",1,"ADA","-","-"]
[null,2022,2,"Riau","Kab. Siak","TPA Kandis","TPA Pemda (Non Regional)","A",2920,2920,0,0,0,0,"Simpang Gelombang",null,"Kandis","Pemda DATI II",5,"Open Dumping","-","-",5,"-","-","Tidak ditutup sama sekali","-","Tidak ada Instalasi Pengolahan Air Lindi (IPAL) di TPA","-","TIDAK ADA","-","-"]
[null,2022,2,"Riau","Kab. Siak","TPA Lubuk Dalam","TPA Pemda (Non Regional)","A",1460,1460,0,0,0,0,"Jl. Sukarno hatta 08/02","Kampung Rawa Kao","Lubuk Dalam","Pemda DATI II",8,"Open Dumping",2010,"-",7,"Manual Book","-","Tidak ditutup sama sekali","-","Tidak ada Instalasi Pengolahan Air Lindi (IPAL) di TPA","-","TIDAK ADA","-","-"]
[null,2022,2,"Riau","Kab. Siak","TPA Tualang","TPA Pemda (Non Regional)","A",31233.05,31233.05,0,0,0,0,"Jl. Raya Perawang-Minas Km. 11 03/04","Kampung Perawang Barat","Tualang","Pemda DATI II",10,"Control Landfill",2013,2043,30000,"Manual Book","Ada dan berfungsi dengan baik","Tujuh hari sekali atau Seminggu Sekali",3,"Ada, Instalasi Pengolahan Air Lindi (IPAL) di TPA hanya berupa kolam pengendapan saja tanpa proses biologi atau proses kimia, masih berfungsi baik dan terawat.",1,"ADA","-","-"]
[null,2022,2,"Riau","Kab. Siak","TPA Buantan Besar/Siak","TPA Pemda (Non Regional)","A",6318.15,3642.7,883.3,1792.15,0,0,"Jl. Raya Siak-Bungaraya 001/002","Buantan Besar","Siak","Pemda DATI II",4,"Control Landfill",2001,2030,30000,"Kombinasi timbangan dengan Komputer (excel / tidak otomatis)","Ada dan berfungsi dengan baik","Tujuh hari sekali atau Seminggu Sekali",3,"Ada, Instalasi Pengolahan Air Lindi (IPAL) di TPA hanya berupa kolam pengendapan saja tanpa proses biologi atau proses kimia, masih berfungsi baik dan terawat.",1,"ADA","-","-"]
[null,2022,2,"Riau","Kab. Siak","TPA Kandis","TPA Pemda (Non Regional)","A",2920,2920,0,0,0,0,"Simpang Gelombang",null,"Kandis","Pemda DATI II",5,"Open Dumping","-","-",5,"-","-","Tidak ditutup sama sekali","-","Tidak ada Instalasi Pengolahan Air Lindi (IPAL) di TPA","-","TIDAK ADA","-","-"]
[null,2022,2,"Riau","Kab. Siak","TPA Lubuk Dalam","TPA Pemda (Non Regional)","A",1460,1460,0,0,0,0,"Jl. Sukarno hatta 08/02","Kampung Rawa Kao","Lubuk Dalam","Pemda DATI II",8,"Open Dumping",2010,"-",7,"Manual Book","-","Tidak ditutup sama sekali","-","Tidak ada Instalasi Pengolahan Air Lindi (IPAL) di TPA","-","TIDAK ADA","-","-"]
[null,2022,2,"Riau","Kab. Kuantan Singingi","TPA SENTAJO","TPA Pemda (Non Regional)","A",8030,8030,0,0,0,0,"Muaro Sentajo",null,null,"Pemda DATI II",10,"Sanitary Landfill",2006,2040,0.9,"Manual Book","Ada tapi sedang rusak","Setiap hari",4,"Ada, Instalasi Pengolahan Air Lindi (IPAL) di TPA hanya berupa kolam pengendapan saja tanpa proses biologi atau proses kimia, masih berfungsi baik dan terawat.","-","ADA","-","-"]
[null,2022,2,"Riau","Kab. Kuantan Singingi","TPA SENTAJO","TPA Pemda (Non Regional)","A",8030,8030,0,0,0,0,"Muaro Sentajo",null,null,"Pemda DATI II",10,"Sanitary Landfill",2006,2040,0.9,"Manual Book","Ada tapi sedang rusak","Setiap hari",4,"Ada, Instalasi Pengolahan Air Lindi (IPAL) di TPA hanya berupa kolam pengendapan saja tanpa proses biologi atau proses kimia, masih berfungsi baik dan terawat.","-","ADA","-","-"]
[null,2022,2,"Riau","Kota Pekanbaru","TPA- 2 Muara Fajar","TPA Pemda (Non Regional)","A",243301.71,243301.71,0,0,0,0,"Jl Lele Rt 4 / Rw 4","Muara Fajar Timur","Rumbai","Lainnya",5,"Control Landfill","2 januari 2019","-",30000,"Otomatis Komputerisasi (Aplikasi Khusus TPA)","Ada dan berfungsi dengan baik","Tujuh hari sekali atau Seminggu Sekali",2,"Ada, Instalasi Pengolahan Air Lindi (IPAL) di TPA berupa kolam pengendapan dan proses biologi serta proses kimia, masih berfungsi baik dan terawat.",1,"ADA","-","-"]
[null,2022,2,"Riau","Kota Dumai","TPA Mekar Sari","TPA Pemda (Non Regional)","A",40880,40880,0,0,0,0,"Jalan Sentosa","Mekar Sari","Dumai Selatan","Pemda DATI II",12,"Control Landfill",2012,"-",14800,"Manual Book","Ada dan berfungsi dengan baik","Dua minggu sekali",2,"Tidak ada Instalasi Pengolahan Air Lindi (IPAL) di TPA","-","ADA","-","-"]
[null,2022,2,"Jambi","Kab. Merangin","TPA UPTD PENGELOLAAN SAMPAH LANGLING","TPA Pemda (Non Regional)","A",15224.15,14019.65,292,0,912.5,0,"DESA LANGLING JALAN PT KDA","LANGLING","Bangko","Pemda DATI II",15.47,"Sanitary Landfill","27 AGUSTUS 2016","-",8000,"Kombinasi timbangan dengan Komputer (excel / tidak otomatis)","Ada dan berfungsi dengan baik","Setiap hari",2,"Ada, Instalasi Pengolahan Air Lindi (IPAL) di TPA hanya berupa kolam pengendapan saja tanpa proses biologi atau proses kimia, masih berfungsi baik dan terawat.",4,"ADA","Tidak ada. Gas Metana dibakar.","-"]
[null,2022,2,"Jambi","Kab. Merangin","TPA UPTD PENGELOLAAN SAMPAH LANGLING","TPA Pemda (Non Regional)","A",15224.15,14019.65,292,0,912.5,0,"DESA LANGLING JALAN PT KDA","LANGLING","Bangko","Pemda DATI II",15.47,"Sanitary Landfill","27 AGUSTUS 2016","-",8000,"Kombinasi timbangan dengan Komputer (excel / tidak otomatis)","Ada dan berfungsi dengan baik","Setiap hari",2,"Ada, Instalasi Pengolahan Air Lindi (IPAL) di TPA hanya berupa kolam pengendapan saja tanpa proses biologi atau proses kimia, masih berfungsi baik dan terawat.",4,"ADA","Tidak ada. Gas Metana dibakar.","-"]
[null,2022,2,"Jambi","Kab. Sarolangun","TPA  BUKIT BARU","TPA Pemda (Non Regional)","A",11687.05,11103.05,0,146,438,0,"Pelawan Jaya Kecamatan Singkut",null,null,"Pemda DATI II",4.3,"Sanitary Landfill",2022,2027,9900,"Manual Book","Ada dan berfungsi dengan baik","Tujuh hari sekali atau Seminggu Sekali",1,"Ada, Instalasi Pengolahan Air Lindi (IPAL) di TPA hanya berupa kolam pengendapan saja tanpa proses biologi atau proses kimia, masih berfungsi baik dan terawat.",2,"ADA","-","-"]
[null,2022,2,"Jambi","Kab. Bungo","TPA Gamut","TPA Pemda (Non Regional)","A",21498.5,20075,730,0,693.5,0,"Senamat","Senamat","Pelepat","Pemda DATI II",147,"Control Landfill","17 Oktober 2016","-",1000,"Kombinasi timbangan dengan Komputer (excel / tidak otomatis)","Ada dan berfungsi dengan baik","Tiga hari sekali atau seminggu dua kali",2,"Ada, Instalasi Pengolahan Air Lindi (IPAL) di TPA hanya berupa kolam pengendapan saja tanpa proses biologi atau proses kimia, masih berfungsi baik dan terawat.",8,"ADA","-","-"]
[null,2022,2,"Jambi","Kab. Bungo","TPA Gamut","TPA Pemda (Non Regional)","A",21498.5,20075,730,0,693.5,0,"Senamat","Senamat","Pelepat","Pemda DATI II",147,"Control Landfill","17 Oktober 2016","-",1000,"Kombinasi timbangan dengan Komputer (excel / tidak otomatis)","Ada dan berfungsi dengan baik","Tiga hari sekali atau seminggu dua kali",2,"Ada, Instalasi Pengolahan Air Lindi (IPAL) di TPA hanya berupa kolam pengendapan saja tanpa proses biologi atau proses kimia, masih berfungsi baik dan terawat.",8,"ADA","-","-"]
[null,2022,2,"Jambi","Kota Jambi","TPA Talang Gulo","TPA Pemda (Non Regional)","A",119173.96,118261.46,912.5,0,0,0,"Jl. Berdikari","Kenali Asam Bawah","Kotabaru","Pemda DATI II",10,"Control Landfill",1990,"-",6000,"Manual Book","Tidak Ada","Sebulan sekali",2,"Ada, Instalasi Pengolahan Air Lindi (IPAL) di TPA hanya berupa kolam pengendapan saja tanpa proses biologi atau proses kimia, masih berfungsi baik dan terawat.",4,"ADA","Untuk Bahan Bakar","-"]
[null,2022,2,"Jambi","Kota Sungai Penuh","TPST RENAH PADANG TINGGI",null,"A",13140,13140,0,0,0,0,"Renah Padang Tinggi, Desa Sungai Ning, Kec. Sungai Bungkal, Sungai Penuh, Jambi",null,null,null,0,"Control Landfill","-","-","-","Manual Book","Tidak Ada","Tiga hari sekali atau seminggu dua kali","-","Ada, Instalasi Pengolahan Air Lindi (IPAL) di TPA hanya berupa kolam pengendapan saja tanpa proses biologi atau proses kimia, masih berfungsi baik dan terawat.","-","ADA","-","-"]
[null,2022,1,"Jambi","Kota Sungai Penuh","Renah Kayu Embun",null,"A",13140,13140,0,0,0,0,"Renah Kayu Embun","Kumun Debai","Kumun Debai",null,0,"Open Dumping","-","-","-","-","-","-","-","-","-","TIDAK ADA","-","-"]
[null,2022,2,"Sumatera Selatan","Kab. Ogan Komering Ulu","TPA Simpang Kandis","TPA Pemda (Non Regional)","A",20805,18067.5,1095,0,1642.5,0,"Jl. Baturaja-Prabumulih","Gunung Meraksa","Lubuk Batang","Pemda DATI II",33.4,"Open Dumping",2011,"-",500,"Kombinasi timbangan dengan Komputer (excel / tidak otomatis)","Tidak Ada","Tiga hari sekali atau seminggu dua kali","-","-","-","TIDAK ADA","-","-"]
[null,2022,2,"Sumatera Selatan","Kab. Ogan Komering Ulu","TPA Simpang Kandis","TPA Pemda (Non Regional)","A",20805,18067.5,1095,0,1642.5,0,"Jl. Baturaja-Prabumulih","Gunung Meraksa","Lubuk Batang","Pemda DATI II",33.4,"Open Dumping",2011,"-",500,"Kombinasi timbangan dengan Komputer (excel / tidak otomatis)","Tidak Ada","Tiga hari sekali atau seminggu dua kali","-","-","-","TIDAK ADA","-","-"]
[null,2022,2,"Sumatera Selatan","Kab. Muara Enim","TPA Bukit Kancil","TPA Pemda (Non Regional)","A",29747.5,28667.1,657,178.85,244.55,0,"Air Lintang","Air Lintang","Muara Enim","Pemda DATI II",10.5,"Control Landfill","-",2037,31400,"Kombinasi timbangan dengan Komputer (excel / tidak otomatis)","Ada dan berfungsi dengan baik","Tiga hari sekali atau seminggu dua kali",2,"Ada, Instalasi Pengolahan Air Lindi (IPAL) di TPA berupa kolam pengendapan dan proses biologi, masih berfungsi baik dan terawat.",2,"ADA","Tidak ada. Melepas gas Metana ke udara.","-"]
[null,2022,2,"Sumatera Selatan","Kab. Muara Enim","TPA Bukit Kancil","TPA Pemda (Non Regional)","A",29747.5,28667.1,657,178.85,244.55,0,"Air Lintang","Air Lintang","Muara Enim","Pemda DATI II",10.5,"Control Landfill","-",2037,31400,"Kombinasi timbangan dengan Komputer (excel / tidak otomatis)","Ada dan berfungsi dengan baik","Tiga hari sekali atau seminggu dua kali",2,"Ada, Instalasi Pengolahan Air Lindi (IPAL) di TPA berupa kolam pengendapan dan proses biologi, masih berfungsi baik dan terawat.",2,"ADA","Tidak ada. Melepas gas Metana ke udara.","-"]
[null,2022,2,"Sumatera Selatan","Kab. Lahat","TPA Sukarami","TPA Pemda (Non Regional)","A",24279.43,24121.99,3.78,0,153.66999999999999,0,"Jl. Lintas Sumatera Lahat","Sukarami","Gumay Talang","Pemda DATI II",8.9,"Control Landfill",1997,"-",2400,"Manual Book","Ada tapi sedang rusak","Tiga atau Empat Bulan Sekali",4,"Ada, Instalasi Pengolahan Air Lindi (IPAL) di TPA berupa kolam pengendapan dan proses biologi serta proses kimia, masih berfungsi baik dan terawat.",2,"ADA","Untuk Bahan Bakar","-"]
[null,2022,2,"Sumatera Selatan","Kab. Lahat","TPA Sukarami","TPA Pemda (Non Regional)","A",24279.43,24121.99,3.78,0,153.66999999999999,0,"Jl. Lintas Sumatera Lahat","Sukarami","Gumay Talang","Pemda DATI II",8.9,"Control Landfill",1997,"-",2400,"Manual Book","Ada tapi sedang rusak","Tiga atau Empat Bulan Sekali",4,"Ada, Instalasi Pengolahan Air Lindi (IPAL) di TPA berupa kolam pengendapan dan proses biologi serta proses kimia, masih berfungsi baik dan terawat.",2,"ADA","Untuk Bahan Bakar","-"]
[null,2022,2,"Sumatera Selatan","Kab. Musi Rawas","TPA Simpang Gegas","TPA Pemda (Non Regional)","A",4197.5,3942,0,0,255.5,0,"Jl. Simpang Gegas Temuan","Simpang Gegas Temuan","Tiang Pumpung Kepungut","Pemda DATI II",5,"Open Dumping",2014,"-",10000,"Manual Book","Ada tapi sedang rusak","Tidak ditutup sama sekali",1,"Ada, Instalasi Pengolahan Air Lindi (IPAL) di TPA hanya berupa kolam pengendapan saja tanpa proses biologi atau proses kimia, masih berfungsi baik dan terawat.","-","TIDAK ADA","Tidak ada. Gas Metana dibakar.","-"]
[null,2022,2,"Sumatera Selatan","Kab. Musi Banyuasin","TPA Keluang","TPA Pemda (Non Regional)","A",620.5,365,0,146,109.5,0,"Kelurahan Keluang","Keluang","Keluang","Lainnya",1,"Open Dumping",2017,"-","-","Manual Book","Tidak Ada","Setahun Sekali","-","Tidak ada Instalasi Pengolahan Air Lindi (IPAL) di TPA","-","TIDAK ADA","Tidak ada. Gas Metana dibakar.","-"]
[null,2022,2,"Sumatera Selatan","Kab. Musi Banyuasin","TPST Muara Teladan","TPA Pemda (Non Regional)","A",193.45,10.95,36.5,146,0,0,"Jalan Sekayu Muara Teladan","Balai Agung","Sekayu","Pemda DATI II",1,"Control Landfill",2019,"-",1000,"Manual Book","Tidak Ada","Tiga atau Empat Bulan Sekali","-","Ada, Instalasi Pengolahan Air Lindi (IPAL) di TPA hanya berupa kolam pengendapan saja tanpa proses biologi atau proses kimia, masih berfungsi baik dan terawat.","-","ADA","Tidak ada. Gas Metana dibakar.","-"]
[null,2022,2,"Sumatera Selatan","Kab. Musi Banyuasin","TPA Mangun jaya","TPA Pemda (Non Regional)","A",1095,839.5,0,0,255.5,0,"Mangun Jaya","Mangun Jaya","BABAT TOMAN","Lainnya",1,"Open Dumping",2018,"-","-","Manual Book","Tidak Ada","Tidak ditutup sama sekali","-","Tidak ada Instalasi Pengolahan Air Lindi (IPAL) di TPA","-","TIDAK ADA","Tidak ada. Gas Metana dibakar.","-"]
[null,2022,2,"Sumatera Selatan","Kab. Musi Banyuasin","TPA Kec Babat","TPA Pemda (Non Regional)","A",912.5,693.5,0,0,219,0,"Pinggap - Kasmaran","Kasmaran","Babat Toman","Lainnya",1,"Open Dumping",2017,"-","-","Manual Book","Tidak Ada","Tidak ditutup sama sekali","-","Tidak ada Instalasi Pengolahan Air Lindi (IPAL) di TPA","-","TIDAK ADA","Tidak ada. Gas Metana dibakar.","-"]
[null,2022,2,"Sumatera Selatan","Kab. Musi Banyuasin","TPA Sanga desa","TPA Pemda (Non Regional)","A",401.5,219,0,0,182.5,0,"Jl. Ngulak III","Ngulak III","Sanga desa","Pemda DATI II",1,"Open Dumping",2018,"-","-","Manual Book","Tidak Ada","Tidak ditutup sama sekali","-","Tidak ada Instalasi Pengolahan Air Lindi (IPAL) di TPA","-","TIDAK ADA","Tidak ada. Gas Metana dibakar.","-"]
[null,2022,2,"Sumatera Selatan","Kab. Musi Banyuasin","TPA LAIS","TPA Pemda (Non Regional)","A",474.5,146,0,182.5,146,0,"Philip 5","Lais Utara","Lais","Lainnya",1,"Open Dumping",2018,"-","-","Manual Book","Tidak Ada","Tidak ditutup sama sekali","-","Tidak ada Instalasi Pengolahan Air Lindi (IPAL) di TPA","-","TIDAK ADA","-","-"]
[null,2022,2,"Sumatera Selatan","Kab. Musi Banyuasin","TPA Bayung Lencir","TPA Pemda (Non Regional)","A",985.5,803,0,0,182.5,0,"Bayung Lencir","Bayung Lencir","Bayung Lencir","Lainnya",0.65,"Open Dumping","-","-","-","Manual Book","Tidak Ada","Tiga atau Empat Bulan Sekali","-","Tidak ada Instalasi Pengolahan Air Lindi (IPAL) di TPA","-","TIDAK ADA","Tidak ada. Gas Metana dibakar.","-"]
[null,2022,2,"Sumatera Selatan","Kab. Musi Banyuasin","TPA Open Dumping Sungai Lilin","TPA Pemda (Non Regional)","A",1642.5,730,0,365,547.5,0,"Kelurahan Sungai Lilin","Sungai lilin Jaya","Sungai lilin","Lainnya",3,"Open Dumping",2018,"-",2500,"Manual Book","Tidak Ada","Tidak ditutup sama sekali","-","Tidak ada Instalasi Pengolahan Air Lindi (IPAL) di TPA","-","TIDAK ADA","Tidak ada. Gas Metana dibakar.","-"]
[null,2022,2,"Sumatera Selatan","Kab. Musi Banyuasin","TPA Sungai Medak","TPA Pemda (Non Regional)","A",12483,11935.5,73,365,109.5,0,"Jl. Sekayu","Sungai Medak","Sekayu","Pemda DATI II",8,"Control Landfill",2016,"-",10000,"Kombinasi timbangan dengan Komputer (excel / tidak otomatis)","Ada dan berfungsi dengan baik","Tiga hari sekali atau seminggu dua kali",5,"Ada, Instalasi Pengolahan Air Lindi (IPAL) di TPA hanya berupa kolam pengendapan saja tanpa proses biologi atau proses kimia, masih berfungsi baik dan terawat.",255,"ADA","Untuk Bahan Bakar","-"]
[null,2022,2,"Sumatera Selatan","Kab. Musi Banyuasin","TPA Keluang","TPA Pemda (Non Regional)","A",620.5,365,0,146,109.5,0,"Kelurahan Keluang","Keluang","Keluang","Lainnya",1,"Open Dumping",2017,"-","-","Manual Book","Tidak Ada","Setahun Sekali","-","Tidak ada Instalasi Pengolahan Air Lindi (IPAL) di TPA","-","TIDAK ADA","Tidak ada. Gas Metana dibakar.","-"]
[null,2022,2,"Sumatera Selatan","Kab. Musi Banyuasin","TPST Muara Teladan","TPA Pemda (Non Regional)","A",193.45,10.95,36.5,146,0,0,"Jalan Sekayu Muara Teladan","Balai Agung","Sekayu","Pemda DATI II",1,"Control Landfill",2019,"-",1000,"Manual Book","Tidak Ada","Tiga atau Empat Bulan Sekali","-","Ada, Instalasi Pengolahan Air Lindi (IPAL) di TPA hanya berupa kolam pengendapan saja tanpa proses biologi atau proses kimia, masih berfungsi baik dan terawat.","-","ADA","Tidak ada. Gas Metana dibakar.","-"]
[null,2022,2,"Sumatera Selatan","Kab. Musi Banyuasin","TPA Mangun jaya","TPA Pemda (Non Regional)","A",1095,839.5,0,0,255.5,0,"Mangun Jaya","Mangun Jaya","BABAT TOMAN","Lainnya",1,"Open Dumping",2018,"-","-","Manual Book","Tidak Ada","Tidak ditutup sama sekali","-","Tidak ada Instalasi Pengolahan Air Lindi (IPAL) di TPA","-","TIDAK ADA","Tidak ada. Gas Metana dibakar.","-"]
[null,2022,2,"Sumatera Selatan","Kab. Musi Banyuasin","TPA Kec Babat","TPA Pemda (Non Regional)","A",912.5,693.5,0,0,219,0,"Pinggap - Kasmaran","Kasmaran","Babat Toman","Lainnya",1,"Open Dumping",2017,"-","-","Manual Book","Tidak Ada","Tidak ditutup sama sekali","-","Tidak ada Instalasi Pengolahan Air Lindi (IPAL) di TPA","-","TIDAK ADA","Tidak ada. Gas Metana dibakar.","-"]
[null,2022,2,"Sumatera Selatan","Kab. Musi Banyuasin","TPA Sanga desa","TPA Pemda (Non Regional)","A",401.5,219,0,0,182.5,0,"Jl. Ngulak III","Ngulak III","Sanga desa","Pemda DATI II",1,"Open Dumping",2018,"-","-","Manual Book","Tidak Ada","Tidak ditutup sama sekali","-","Tidak ada Instalasi Pengolahan Air Lindi (IPAL) di TPA","-","TIDAK ADA","Tidak ada. Gas Metana dibakar.","-"]
[null,2022,2,"Sumatera Selatan","Kab. Musi Banyuasin","TPA LAIS","TPA Pemda (Non Regional)","A",474.5,146,0,182.5,146,0,"Philip 5","Lais Utara","Lais","Lainnya",1,"Open Dumping",2018,"-","-","Manual Book","Tidak Ada","Tidak ditutup sama sekali","-","Tidak ada Instalasi Pengolahan Air Lindi (IPAL) di TPA","-","TIDAK ADA","-","-"]
[null,2022,2,"Sumatera Selatan","Kab. Musi Banyuasin","TPA Bayung Lencir","TPA Pemda (Non Regional)","A",985.5,803,0,0,182.5,0,"Bayung Lencir","Bayung Lencir","Bayung Lencir","Lainnya",0.65,"Open Dumping","-","-","-","Manual Book","Tidak Ada","Tiga atau Empat Bulan Sekali","-","Tidak ada Instalasi Pengolahan Air Lindi (IPAL) di TPA","-","TIDAK ADA","Tidak ada. Gas Metana dibakar.","-"]
[null,2022,2,"Sumatera Selatan","Kab. Musi Banyuasin","TPA Open Dumping Sungai Lilin","TPA Pemda (Non Regional)","A",1642.5,730,0,365,547.5,0,"Kelurahan Sungai Lilin","Sungai lilin Jaya","Sungai lilin","Lainnya",3,"Open Dumping",2018,"-",2500,"Manual Book","Tidak Ada","Tidak ditutup sama sekali","-","Tidak ada Instalasi Pengolahan Air Lindi (IPAL) di TPA","-","TIDAK ADA","Tidak ada. Gas Metana dibakar.","-"]
[null,2022,2,"Sumatera Selatan","Kab. Musi Banyuasin","TPA Sungai Medak","TPA Pemda (Non Regional)","A",12483,11935.5,73,365,109.5,0,"Jl. Sekayu","Sungai Medak","Sekayu","Pemda DATI II",8,"Control Landfill",2016,"-",10000,"Kombinasi timbangan dengan Komputer (excel / tidak otomatis)","Ada dan berfungsi dengan baik","Tiga hari sekali atau seminggu dua kali",5,"Ada, Instalasi Pengolahan Air Lindi (IPAL) di TPA hanya berupa kolam pengendapan saja tanpa proses biologi atau proses kimia, masih berfungsi baik dan terawat.",255,"ADA","Untuk Bahan Bakar","-"]
[null,2022,2,"Sumatera Selatan","Kab. Banyuasin","TPA DUREN IJO","TPA Pemda (Non Regional)","A",31025,30842.5,0,0,182.5,0,"JALAN INPRES KM 6,5 PEMATANG PALAS","DUREN IJO","BANYUASIN I","Pemda DATI II",1,"Open Dumping","-","-",100,"Manual Book","Tidak Ada","Tidak ditutup sama sekali","-","Tidak ada Instalasi Pengolahan Air Lindi (IPAL) di TPA","-","ADA","-","-"]
[null,2022,2,"Sumatera Selatan","Kab. Banyuasin","TPA TERLANGU","TPA Pemda (Non Regional)","A",34675,34492.5,0,0,182.5,0,"JALAN DESA TERLANGU","DESA TERLANGU","BANYUASIN III","Pemda DATI II",15,"Control Landfill","-","-",2000,"Manual Book","Tidak Ada","Setahun Sekali","-","Ada, Instalasi Pengolahan Air Lindi (IPAL) di TPA hanya berupa kolam pengendapan saja tanpa proses biologi atau proses kimia, masih berfungsi baik dan terawat.","-","ADA","Tidak ada. Gas Metana dibakar.","-"]
[null,2022,2,"Sumatera Selatan","Kab. Ogan Komering Ulu Timur","TPA BELITANG","TPA Pemda (Non Regional)","A",26280,25495.25,47.45,208.05,529.25,0,"DESA GUMUK REJO","DESA GUMUK REJO","BUAY MADANG TIMUR","Pemda DATI II",3.8,"Control Landfill","4 JANUARI 2019","-",393.75,"-","-","Tujuh hari sekali atau Seminggu Sekali",2,"Ada, Instalasi Pengolahan Air Lindi (IPAL) di TPA berupa kolam pengendapan dan proses biologi, masih berfungsi baik dan terawat.",4,"ADA","-","-"]
[null,2022,2,"Sumatera Selatan","Kab. Ogan Komering Ulu Timur","TPA MARTAPURA","TPA Pemda (Non Regional)","A",14965,14417.5,219,36.5,292,0,"DESA PULAU NEGARA KECAMATAN BUAY PEMUKA PELIUNG","DESA PULAU NEGARA","BUAY PEMUKA PELIUNG","Pemda DATI II",2,"Control Landfill","5 OKTOBER 2007","-",225,"Manual Book","Tidak Ada","Tujuh hari sekali atau Seminggu Sekali",3,"Ada, Instalasi Pengolahan Air Lindi (IPAL) di TPA hanya berupa kolam pengendapan saja tanpa proses biologi atau proses kimia, masih berfungsi baik dan terawat.",44,"TIDAK ADA","-","-"]
[null,2022,2,"Sumatera Selatan","Kab. Ogan Komering Ulu Timur","TPA BELITANG","TPA Pemda (Non Regional)","A",26280,25495.25,47.45,208.05,529.25,0,"DESA GUMUK REJO","DESA GUMUK REJO","BUAY MADANG TIMUR","Pemda DATI II",3.8,"Control Landfill","4 JANUARI 2019","-",393.75,"-","-","Tujuh hari sekali atau Seminggu Sekali",2,"Ada, Instalasi Pengolahan Air Lindi (IPAL) di TPA berupa kolam pengendapan dan proses biologi, masih berfungsi baik dan terawat.",4,"ADA","-","-"]
[null,2022,2,"Sumatera Selatan","Kab. Ogan Komering Ulu Timur","TPA MARTAPURA","TPA Pemda (Non Regional)","A",14965,14417.5,219,36.5,292,0,"DESA PULAU NEGARA KECAMATAN BUAY PEMUKA PELIUNG","DESA PULAU NEGARA","BUAY PEMUKA PELIUNG","Pemda DATI II",2,"Control Landfill","5 OKTOBER 2007","-",225,"Manual Book","Tidak Ada","Tujuh hari sekali atau Seminggu Sekali",3,"Ada, Instalasi Pengolahan Air Lindi (IPAL) di TPA hanya berupa kolam pengendapan saja tanpa proses biologi atau proses kimia, masih berfungsi baik dan terawat.",44,"TIDAK ADA","-","-"]
[null,2022,2,"Sumatera Selatan","Kab. Penukal Abab Lematang Ilir","TPA","TPA Pemda (Non Regional)","A",10788.71,10771.44,0,0,17.260000000000002,0,"HANDAYANI MULYA",null,null,"Pemda DATI II",8.4,"Open Dumping","01-09-2017","01-09-2027",40000,"-","Tidak Ada","Tidak ditutup sama sekali","-","Tidak ada Instalasi Pengolahan Air Lindi (IPAL) di TPA","-","TIDAK ADA","-","-"]
[null,2022,2,"Sumatera Selatan","Kota Palembang","TPA Sukawinatan","TPA Pemda (Non Regional)","A",332185.31,330232.56,273.75,0,1679,0.6,"Jl. Sukawinatan","sukajaya","Sukarame","Pemda DATI II",25,"Control Landfill","1 Maret 1994","-",80000,"Kombinasi timbangan dengan Komputer (excel / tidak otomatis)","Ada dan berfungsi dengan baik","Tujuh hari sekali atau Seminggu Sekali",10,"Ada, Instalasi Pengolahan Air Lindi (IPAL) di TPA berupa kolam pengendapan dan proses biologi, masih berfungsi baik dan terawat.",4,"ADA","Untuk Energi Listrik","-"]
[null,2022,2,"Sumatera Selatan","Kota Prabumulih","TPA Kota Prabumulih","TPA Pemda (Non Regional)","A",22995,22684.75,36.5,0,273.75,0,"Prabujaya","Prabujaya","Prabumulih Timur","Pemda DATI II",8.5,"Control Landfill","2 Januari 1999",2025,15000,"Otomatis Komputerisasi (Aplikasi Khusus TPA)","Ada dan berfungsi dengan baik","Tujuh hari sekali atau Seminggu Sekali",3,"Ada, Instalasi Pengolahan Air Lindi (IPAL) di TPA berupa kolam pengendapan dan proses biologi, masih berfungsi baik dan terawat.",1,"ADA","Untuk Bahan Bakar","-"]
[null,2022,2,"Bengkulu","Kab. Bengkulu Utara","TPA Rama Agung","TPA Pemda (Non Regional)","A",15147.5,2825.5,3376.25,5405.25,3540.5,0,"Jl. TPA","Desa Rama Agung","Arga Makmur","Pemda DATI II",4.7,"Control Landfill",2010,"-",20000,"Manual Book","Tidak Ada","Tiga hari sekali atau seminggu dua kali",3,"Ada, Instalasi Pengolahan Air Lindi (IPAL) di TPA berupa kolam pengendapan dan proses biologi, masih berfungsi baik dan terawat.",255,"ADA","Tidak ada. Gas Metana dibakar.","-"]
[null,2022,2,"Bengkulu","Kab. Bengkulu Utara","TPA Rama Agung","TPA Pemda (Non Regional)","A",15147.5,2825.5,3376.25,5405.25,3540.5,0,"Jl. TPA","Desa Rama Agung","Arga Makmur","Pemda DATI II",4.7,"Control Landfill",2010,"-",20000,"Manual Book","Tidak Ada","Tiga hari sekali atau seminggu dua kali",3,"Ada, Instalasi Pengolahan Air Lindi (IPAL) di TPA berupa kolam pengendapan dan proses biologi, masih berfungsi baik dan terawat.",255,"ADA","Tidak ada. Gas Metana dibakar.","-"]
[null,2022,2,"Bengkulu","Kab. Seluma","TPS Bungamas","TPA Pemda (Non Regional)","A",1551.25,1551.25,0,0,0,0,"Bungamas",null,null,null,0,"Open Dumping","-","-","-","-","Tidak Ada","Tidak ditutup sama sekali","-","Tidak ada Instalasi Pengolahan Air Lindi (IPAL) di TPA","-","TIDAK ADA","-","-"]
[null,2022,2,"Bengkulu","Kab. Lebong","TPA","TPA Pemda (Non Regional)","A",6570,6570,0,0,0,0,"Desa Air kopras","Desa Air Kopras","Pinang Belapis","Pemda DATI II",1,"Open Dumping",2012,2032,0,"Manual Book","Tidak Ada","Tidak ditutup sama sekali","-","Ada, Instalasi Pengolahan Air Lindi (IPAL) di TPA tetapi sudah rusak atau tidak berfungsi dengan baik dan tidak terawat","-","TIDAK ADA","-","-"]
[null,2022,2,"Lampung","Kab. Tanggamus","TPA Kalimiring","TPA Pemda (Non Regional)","A",10298.84,10266.6,8.24,24,0,0,"Jl. Kalimiring","Kalimiring","Kota Agung Barat","Pemda DATI II",3.72,"Control Landfill","15 Juni 2016","Masih Beroperasi",7700,"Manual Book","Tidak Ada","Dua minggu sekali",2,"Ada, Instalasi Pengolahan Air Lindi (IPAL) di TPA berupa kolam pengendapan dan proses biologi, masih berfungsi baik dan terawat.",2,"ADA","-","-"]
[null,2022,2,"Lampung","Kab. Tanggamus","TPA Kalimiring","TPA Pemda (Non Regional)","A",10298.84,10266.6,8.24,24,0,0,"Jl. Kalimiring","Kalimiring","Kota Agung Barat","Pemda DATI II",3.72,"Control Landfill","15 Juni 2016","Masih Beroperasi",7700,"Manual Book","Tidak Ada","Dua minggu sekali",2,"Ada, Instalasi Pengolahan Air Lindi (IPAL) di TPA berupa kolam pengendapan dan proses biologi, masih berfungsi baik dan terawat.",2,"ADA","-","-"]
[null,2022,2,"Lampung","Kab. Way Kanan","TPA BLAMBANGAN UMPU","TPA Pemda (Non Regional)","A",6073.6,4887.3500000000004,350.4,0,835.85,0,"Jl. blambangan umpu","BLAMBANGAN UMPU","BLAMBANGAN UMPU","Pemda DATI II",5,"Control Landfill",2017,"-",2714,"Manual Book","Ada dan berfungsi dengan baik","Tiga hari sekali atau seminggu dua kali",3,"Ada, Instalasi Pengolahan Air Lindi (IPAL) di TPA berupa kolam pengendapan dan proses biologi serta proses kimia, masih berfungsi baik dan terawat.",12,"ADA","-","-"]
[null,2022,2,"Lampung","Kab. Way Kanan","TPA BLAMBANGAN UMPU","TPA Pemda (Non Regional)","A",6073.6,4887.3500000000004,350.4,0,835.85,0,"Jl. blambangan umpu","BLAMBANGAN UMPU","BLAMBANGAN UMPU","Pemda DATI II",5,"Control Landfill",2017,"-",2714,"Manual Book","Ada dan berfungsi dengan baik","Tiga hari sekali atau seminggu dua kali",3,"Ada, Instalasi Pengolahan Air Lindi (IPAL) di TPA berupa kolam pengendapan dan proses biologi serta proses kimia, masih berfungsi baik dan terawat.",12,"ADA","-","-"]
[null,2022,2,"Lampung","Kab. Pringsewu","TPA Bumi Ayu","TPA Pemda (Non Regional)","A",14658.76,14622.26,0,0,36.5,0,"Jln. Goa Maria","Fajar Esuk","Pringsewu","Pemda DATI II",5,"Open Dumping","-","-",6210,"Manual Book","Tidak Ada","Sebulan sekali",1,"Ada, Instalasi Pengolahan Air Lindi (IPAL) di TPA tetapi sudah rusak atau tidak berfungsi dengan baik dan tidak terawat",255,"ADA","Tidak ada. Gas Metana dibakar.","-"]
[null,2022,2,"Lampung","Kab. Pringsewu","TPA Bumi Ayu","TPA Pemda (Non Regional)","A",14658.76,14622.26,0,0,36.5,0,"Jln. Goa Maria","Fajar Esuk","Pringsewu","Pemda DATI II",5,"Open Dumping","-","-",6210,"Manual Book","Tidak Ada","Sebulan sekali",1,"Ada, Instalasi Pengolahan Air Lindi (IPAL) di TPA tetapi sudah rusak atau tidak berfungsi dengan baik dan tidak terawat",255,"ADA","Tidak ada. Gas Metana dibakar.","-"]
[null,2022,2,"Lampung","Kab. Tulang Bawang Barat","TPA Penumangan","TPA Pemda (Non Regional)","A",13140,12957.5,0,0,182.5,0,"Penumangan",null,null,"Pemda DATI II",4,"Control Landfill",2014,2022,"-","Manual Book","Tidak Ada","Dua minggu sekali",2,"Ada, Instalasi Pengolahan Air Lindi (IPAL) di TPA hanya berupa kolam pengendapan saja tanpa proses biologi atau proses kimia, masih berfungsi baik dan terawat.",1,"ADA","Tidak ada. Gas Metana dibakar.","-"]
[null,2022,2,"Lampung","Kota Bandar Lampung","TPA Bakung","TPA Pemda (Non Regional)","A",171550,135050,19454.5,9745.5,7300,0,"Jl. Tulung Buyut","Bakung","Teluk Betung Barat","Pemda DATI II",13.47,"Open Dumping","-","-","-","Manual Book","Ada dan berfungsi dengan baik","Sebulan sekali",4,"Ada, Instalasi Pengolahan Air Lindi (IPAL) di TPA tetapi sudah rusak atau tidak berfungsi dengan baik dan tidak terawat","-","ADA","Untuk Energi Listrik","-"]
[null,2022,2,"Lampung","Kota Metro","TPA Karangrejo","TPA Pemda (Non Regional)","A",27922.5,27192.5,0,0,730,0,"Kelurahan Karangrejo","Karangrejo","Metro Utara","Pemda DATI II",7.8,"Open Dumping",1989,"-",8000,"Manual Book","Tidak Ada","Tiga atau Empat Bulan Sekali",3,"Ada, Instalasi Pengolahan Air Lindi (IPAL) di TPA hanya berupa kolam pengendapan saja tanpa proses biologi atau proses kimia, masih berfungsi baik dan terawat.","-","ADA","Untuk Bahan Bakar","-"]
[null,2022,2,"Kepulauan Bangka Belitung","Kab. Bangka","TPA BELINYU",null,"A",4697.55,4406.3,234.88,0,56.37,0,"KOTA BELINYU",null,null,null,0,"Control Landfill","-","-",10800,"Manual Book","Ada tapi sedang rusak","Tiga atau Empat Bulan Sekali",2,"Ada, Instalasi Pengolahan Air Lindi (IPAL) di TPA hanya berupa kolam pengendapan saja tanpa proses biologi atau proses kimia, masih berfungsi baik dan terawat.",2,"ADA","Tidak ada. Gas Metana dibakar.","-"]
[null,2022,2,"Kepulauan Bangka Belitung","Kab. Bangka","TPA KENANGA","TPA Pemda (Non Regional)","A",20374.3,19974.02,220.15,0,180.13,0,"Jl TPA","KENANGA","SUNGAILIAT","Pemda DATI II",4.95,"Control Landfill","20/12/2017",2011,11000,"Manual Book","Tidak Ada","Dua minggu sekali",1,"Ada, Instalasi Pengolahan Air Lindi (IPAL) di TPA hanya berupa kolam pengendapan saja tanpa proses biologi atau proses kimia, masih berfungsi baik dan terawat.",4,"TIDAK ADA","Tidak ada. Gas Metana dibakar.","-"]
[null,2022,2,"Kepulauan Bangka Belitung","Kab. Bangka","TPA BELINYU",null,"A",4697.55,4406.3,234.88,0,56.37,0,"KOTA BELINYU",null,null,null,0,"Control Landfill","-","-",10800,"Manual Book","Ada tapi sedang rusak","Tiga atau Empat Bulan Sekali",2,"Ada, Instalasi Pengolahan Air Lindi (IPAL) di TPA hanya berupa kolam pengendapan saja tanpa proses biologi atau proses kimia, masih berfungsi baik dan terawat.",2,"ADA","Tidak ada. Gas Metana dibakar.","-"]
[null,2022,2,"Kepulauan Bangka Belitung","Kab. Bangka","TPA KENANGA","TPA Pemda (Non Regional)","A",20374.3,19974.02,220.15,0,180.13,0,"Jl TPA","KENANGA","SUNGAILIAT","Pemda DATI II",4.95,"Control Landfill","20/12/2017",2011,11000,"Manual Book","Tidak Ada","Dua minggu sekali",1,"Ada, Instalasi Pengolahan Air Lindi (IPAL) di TPA hanya berupa kolam pengendapan saja tanpa proses biologi atau proses kimia, masih berfungsi baik dan terawat.",4,"TIDAK ADA","Tidak ada. Gas Metana dibakar.","-"]
[null,2022,2,"Kepulauan Bangka Belitung","Kab. Belitung","TPA GUNUNG SADAI","TPA Pemda (Non Regional)","A",15359.93,15338.34,2.2999999999999998,0,19.29,0,"DESA JURU SEBERANG KECAMATAN TANJUNGPANDAN",null,null,"Pemda DATI II",8.6,"Control Landfill","Oktober 2013","-",9800,"Manual Book","Tidak Ada","Tidak ditutup sama sekali",4,"Ada, Instalasi Pengolahan Air Lindi (IPAL) di TPA berupa kolam pengendapan dan proses biologi serta proses kimia, masih berfungsi baik dan terawat.",6,"ADA","Tidak ada. Gas Metana dibakar.","-"]
[null,2022,2,"Kepulauan Bangka Belitung","Kab. Bangka Selatan","TPA JUNJUNG BESAOH","TPA Pemda (Non Regional)","A",13140,12355.25,310.25,0,474.5,0,"Jl Kepoh","Kepoh","Toboali","Pemda DATI II",15,"Control Landfill","4 Februari 2010","Desember 2022",6400,"Kombinasi timbangan dengan Komputer (excel / tidak otomatis)","Tidak Ada","Tujuh hari sekali atau Seminggu Sekali",3,"Ada, Instalasi Pengolahan Air Lindi (IPAL) di TPA berupa kolam pengendapan dan proses biologi, masih berfungsi baik dan terawat.",3,"ADA","Tidak ada. Melepas gas Metana ke udara.","-"]
[null,2022,2,"Kepulauan Bangka Belitung","Kab. Bangka Selatan","TPA JUNJUNG BESAOH","TPA Pemda (Non Regional)","A",13140,12355.25,310.25,0,474.5,0,"Jl Kepoh","Kepoh","Toboali","Pemda DATI II",15,"Control Landfill","4 Februari 2010","Desember 2022",6400,"Kombinasi timbangan dengan Komputer (excel / tidak otomatis)","Tidak Ada","Tujuh hari sekali atau Seminggu Sekali",3,"Ada, Instalasi Pengolahan Air Lindi (IPAL) di TPA berupa kolam pengendapan dan proses biologi, masih berfungsi baik dan terawat.",3,"ADA","Tidak ada. Melepas gas Metana ke udara.","-"]
[null,2022,2,"Kepulauan Bangka Belitung","Kab. Bangka Tengah","Simpang Jongkong Kabupaten Bangka Tengah","TPA Pemda (Non Regional)","A",4854.5,4800.8500000000004,43.8,0,9.86,0,"Jl Raya Kulur","Simpang Perlang","Koba","Pemda DATI II",40,"Control Landfill",2010,"-",5000,"Manual Book","Tidak Ada","Tiga hari sekali atau seminggu dua kali",2,"Ada, Instalasi Pengolahan Air Lindi (IPAL) di TPA berupa kolam pengendapan dan proses biologi serta proses kimia, masih berfungsi baik dan terawat.",6,"ADA","-","-"]
[null,2022,2,"Kepulauan Bangka Belitung","Kab. Bangka Tengah","Simpang Jongkong Kabupaten Bangka Tengah","TPA Pemda (Non Regional)","A",4854.5,4800.8500000000004,43.8,0,9.86,0,"Jl Raya Kulur","Simpang Perlang","Koba","Pemda DATI II",40,"Control Landfill",2010,"-",5000,"Manual Book","Tidak Ada","Tiga hari sekali atau seminggu dua kali",2,"Ada, Instalasi Pengolahan Air Lindi (IPAL) di TPA berupa kolam pengendapan dan proses biologi serta proses kimia, masih berfungsi baik dan terawat.",6,"ADA","-","-"]
[null,2022,2,"Kepulauan Bangka Belitung","Kab. Belitung Timur","TPA Trafo Mayang","TPA Pemda (Non Regional)","A",11942.8,11862.87,79.94,0,0,0,"Desa Sukamandi Kecamatan Damar Kabupaten Belitung Timur Prov.Kep.Bangka Belitung","Sukamandi","Damar","Pemda DATI II",12,"Control Landfill","Desember 2014",2020,8000,"Manual Book","Ada tapi sedang rusak","Tujuh hari sekali atau Seminggu Sekali",3,"Ada, Instalasi Pengolahan Air Lindi (IPAL) di TPA hanya berupa kolam pengendapan saja tanpa proses biologi atau proses kimia, masih berfungsi baik dan terawat.",2,"ADA","Tidak ada. Gas Metana dibakar.","-"]
[null,2022,2,"Kepulauan Bangka Belitung","Kab. Belitung Timur","TPA Trafo Mayang","TPA Pemda (Non Regional)","A",11942.8,11862.87,79.94,0,0,0,"Desa Sukamandi Kecamatan Damar Kabupaten Belitung Timur Prov.Kep.Bangka Belitung","Sukamandi","Damar","Pemda DATI II",12,"Control Landfill","Desember 2014",2020,8000,"Manual Book","Ada tapi sedang rusak","Tujuh hari sekali atau Seminggu Sekali",3,"Ada, Instalasi Pengolahan Air Lindi (IPAL) di TPA hanya berupa kolam pengendapan saja tanpa proses biologi atau proses kimia, masih berfungsi baik dan terawat.",2,"ADA","Tidak ada. Gas Metana dibakar.","-"]
[null,2022,2,"Kepulauan Riau","Kab. Bintan","TPA Sei Enam","TPA Pemda (Non Regional)","A",14552.55,14531.38,7.3,13.87,0,0,"Jl. Sei Enam Darat","Sungai Enam","Bintan Timur","Pemda DATI II",5,"Control Landfill","tahun 2012",2042,12000,"Manual Book","-","Dua minggu sekali",2,"Ada, Instalasi Pengolahan Air Lindi (IPAL) di TPA berupa kolam pengendapan dan proses biologi, masih berfungsi baik dan terawat.",2,"ADA","Tidak ada. Melepas gas Metana ke udara.","-"]
[null,2022,2,"Kepulauan Riau","Kab. Bintan","TPA Sei Enam","TPA Pemda (Non Regional)","A",14552.55,14531.38,7.3,13.87,0,0,"Jl. Sei Enam Darat","Sungai Enam","Bintan Timur","Pemda DATI II",5,"Control Landfill","tahun 2012",2042,12000,"Manual Book","-","Dua minggu sekali",2,"Ada, Instalasi Pengolahan Air Lindi (IPAL) di TPA berupa kolam pengendapan dan proses biologi, masih berfungsi baik dan terawat.",2,"ADA","Tidak ada. Melepas gas Metana ke udara.","-"]
[null,2022,2,"Kepulauan Riau","Kab. Karimun","TPA Sememal","TPA Pemda (Non Regional)","A",26645,25666.799999999999,29.2,0,949,0,"pasir panjang","pasir panjang","meral barat","Pemda DATI II",3.7,"Sanitary Landfill",2002,2020,10000,"Manual Book","Ada dan berfungsi dengan baik","Tiga hari sekali atau seminggu dua kali",2,"Ada, Instalasi Pengolahan Air Lindi (IPAL) di TPA berupa kolam pengendapan dan proses biologi, masih berfungsi baik dan terawat.",1,"ADA","Tidak ada. Gas Metana dibakar.","-"]
[null,2022,2,"Kepulauan Riau","Kab. Karimun","TPST MORO","TPA Pemda (Non Regional)","A",730,730,0,0,0,0,"JL.PT Pasir Moro",null,null,"Pemda DATI II",1,"Open Dumping",2016,"-","-","-","Tidak Ada","Tidak ditutup sama sekali","-","Tidak ada Instalasi Pengolahan Air Lindi (IPAL) di TPA","-","TIDAK ADA","-","-"]
[null,2022,2,"Kepulauan Riau","Kab. Karimun","TPST KUNDUR","TPA Pemda (Non Regional)","A",730,729.64,0,0,0.37,0,"Desa Lubuk",null,null,"Pemda DATI II",3,"Open Dumping",2016,"-","-","-","Tidak Ada","Tidak ditutup sama sekali","-","Tidak ada Instalasi Pengolahan Air Lindi (IPAL) di TPA","-","TIDAK ADA","-","-"]
[null,2022,2,"Kepulauan Riau","Kab. Karimun","TPA Sememal","TPA Pemda (Non Regional)","A",26645,25666.799999999999,29.2,0,949,0,"pasir panjang","pasir panjang","meral barat","Pemda DATI II",3.7,"Sanitary Landfill",2002,2020,10000,"Manual Book","Ada dan berfungsi dengan baik","Tiga hari sekali atau seminggu dua kali",2,"Ada, Instalasi Pengolahan Air Lindi (IPAL) di TPA berupa kolam pengendapan dan proses biologi, masih berfungsi baik dan terawat.",1,"ADA","Tidak ada. Gas Metana dibakar.","-"]
[null,2022,2,"Kepulauan Riau","Kab. Karimun","TPST MORO","TPA Pemda (Non Regional)","A",730,730,0,0,0,0,"JL.PT Pasir Moro",null,null,"Pemda DATI II",1,"Open Dumping",2016,"-","-","-","Tidak Ada","Tidak ditutup sama sekali","-","Tidak ada Instalasi Pengolahan Air Lindi (IPAL) di TPA","-","TIDAK ADA","-","-"]
[null,2022,2,"Kepulauan Riau","Kab. Karimun","TPST KUNDUR","TPA Pemda (Non Regional)","A",730,729.64,0,0,0.37,0,"Desa Lubuk",null,null,"Pemda DATI II",3,"Open Dumping",2016,"-","-","-","Tidak Ada","Tidak ditutup sama sekali","-","Tidak ada Instalasi Pengolahan Air Lindi (IPAL) di TPA","-","TIDAK ADA","-","-"]
[null,2022,2,"Kepulauan Riau","Kab. Natuna","TPA Sebayar","TPA Pemda (Non Regional)","A",5329,5329,0,0,0,0,"Jalan Batu Sisir Desa Sungai Ulu Kecamatan Bunguran Timur",null,null,"Pemda DATI II",25,"Open Dumping","-","-",5000,"Manual Book","Tidak Ada","Setahun Sekali","-","Tidak ada Instalasi Pengolahan Air Lindi (IPAL) di TPA","-","ADA","Tidak ada. Gas Metana dibakar.","-"]
[null,2022,2,"Kepulauan Riau","Kab. Lingga","TPA air merah","TPA Pemda (Non Regional)","A",5292.5,3909.15,98.55,80.3,1204.5,0,"marok tua","raye","singkep barat","Pemda DATI II",6,"Sanitary Landfill","9/17/2016 12:00:00 AM",25,5000,"Kombinasi timbangan dengan Komputer (excel / tidak otomatis)","Ada tapi sedang rusak","Setiap hari",3,"-",3,"ADA","Tidak ada. Gas Metana dibakar.","-"]
[null,2022,2,"Kepulauan Riau","Kab. Kepulauan Anambas","TPST Rintis",null,"A",46.36,46.36,0,0,0,0,"Jln. WR Supratman Rintis",null,null,null,0,"-","-","-","-","Manual Book","-","-","-","Tidak ada Instalasi Pengolahan Air Lindi (IPAL) di TPA","-","ADA","-","-"]
[null,2022,2,"Kepulauan Riau","Kota Batam","TPA TELAGA PUNGGUR","TPA Pemda (Non Regional)","A",310276.64,307330,36.5,0,2910.15,0,"HASANUDDIN RT.01/RW.023","KABIL","NONGSA","Pemda DATI II",46.86,"Control Landfill",1995,2026,60000,"Otomatis Komputerisasi (Aplikasi Khusus TPA)","Ada dan berfungsi dengan baik","Tujuh hari sekali atau Seminggu Sekali",4,"Ada, Instalasi Pengolahan Air Lindi (IPAL) di TPA berupa kolam pengendapan dan proses biologi, masih berfungsi baik dan terawat.",2,"ADA","-","-"]
[null,2022,2,"Kepulauan Riau","Kota Tanjung Pinang","TPA Ganet","TPA Pemda (Non Regional)","A",30035.85,30035.85,0,0,0,0,"Jl. Angsana","Pinang Kencana","Tanjungpinang Timur","Lainnya",14.2,"Control Landfill",20081992,2030,120000,"Kombinasi timbangan dengan Komputer (excel / tidak otomatis)","Ada dan berfungsi dengan baik","Tiga hari sekali atau seminggu dua kali",2,"-","-","ADA","Untuk Bahan Bakar","-"]
[null,2022,2,"DKI Jakarta","Kab. Adm. Kep. Seribu","TPST Bantargebang","TPA Regional","A",4367.96,4367.96,0,0,0,0,"Jalan Raya Narogong Km. 14 Pangkalan V","Cikiwul, Ciketing Udik, dan Sumur Batu","Bantargebang",null,104.72,"Sanitary Landfill","1 Agustus 1989","-",609300,"Otomatis Komputerisasi (Aplikasi Khusus TPA)","Ada dan berfungsi dengan baik","Setahun Sekali",2,"-",1,"ADA","-","-"]
[null,2022,2,"DKI Jakarta","Kab. Adm. Kep. Seribu","TPST Bantargebang","TPA Regional","A",4367.96,4367.96,0,0,0,0,"Jalan Raya Narogong Km. 14 Pangkalan V","Cikiwul, Ciketing Udik, dan Sumur Batu","Bantargebang",null,104.72,"Sanitary Landfill","1 Agustus 1989","-",609300,"Otomatis Komputerisasi (Aplikasi Khusus TPA)","Ada dan berfungsi dengan baik","Setahun Sekali",2,"-",1,"ADA","-","-"]
[null,2022,2,"DKI Jakarta","Kota Adm. Jakarta Pusat","TPST Bantar Gebang","TPA Regional","A",229159.18,229159.18,0,0,0,3,"Jalan Raya Narogong km 14 Pangkalan V","Ciwikul, Ciketing Udik dan Sumur Batu","Bantar Gebang","Pemda DATI I",104.72,"Control Landfill","1 Agustus 1989","-",609300,"Otomatis Komputerisasi (Aplikasi Khusus TPA)","Ada dan berfungsi dengan baik","Setahun Sekali",2,"Ada, Instalasi Pengolahan Air Lindi (IPAL) di TPA berupa kolam pengendapan dan proses biologi serta proses kimia, masih berfungsi baik dan terawat.",2,"ADA","Untuk Energi Listrik","-"]
[null,2022,2,"DKI Jakarta","Kota Adm. Jakarta Utara","TPST Bantargebang","TPA Regional","A",367265.19,367265.19,0,0,0,0,"Jalan Raya Narogong Km. 14 Pangkalan V  Cikiwul, Ciketing Udik, dan Sumur Batu","Cikiwul, Ciketing Udik, dan Sumur Batu","Bantar Gebang","Pemda DATI I",0,"Control Landfill","-","-",609300,"Otomatis Komputerisasi (Aplikasi Khusus TPA)","Ada dan berfungsi dengan baik","Setahun Sekali",2,"Ada, Instalasi Pengolahan Air Lindi (IPAL) di TPA berupa kolam pengendapan dan proses biologi serta proses kimia, masih berfungsi baik dan terawat.",2,"ADA","Untuk Energi Listrik","-"]
[null,2022,2,"DKI Jakarta","Kota Adm. Jakarta Barat","TPST Bantargebang","TPA Regional","A",543731.97,543731.97,0,0,0,0,"Jalan Raya Narogong Km. 14 Pangkalan V","Cikiwul, Ciketing Udik, dan Sumur Batu","Bantargebang",null,104.72,"Control Landfill","1 Agustus 1989","-",609300,"Otomatis Komputerisasi (Aplikasi Khusus TPA)","Ada dan berfungsi dengan baik","Setahun Sekali",2,"Ada, Instalasi Pengolahan Air Lindi (IPAL) di TPA berupa kolam pengendapan dan proses biologi serta proses kimia, masih berfungsi baik dan terawat.",2,"ADA","Untuk Energi Listrik","-"]
[null,2022,2,"DKI Jakarta","Kota Adm. Jakarta Selatan","TPA Bantar Gebang","TPA Regional","A",525366.39,525366.39,0,0,0,0,"Jl. Raya Narogong Km.14","Cikiwul, Ciketing","Bantar Gebang","Pemda DATI I",104.72,"Control Landfill","1 AGUSTUS 1989","-",609300,"Otomatis Komputerisasi (Aplikasi Khusus TPA)","Ada dan berfungsi dengan baik","Setahun Sekali",2,"Ada, Instalasi Pengolahan Air Lindi (IPAL) di TPA berupa kolam pengendapan dan proses biologi serta proses kimia, masih berfungsi baik dan terawat.",109,"ADA","Untuk Energi Listrik","-"]
[null,2022,2,"DKI Jakarta","Kota Adm. Jakarta Timur","TPST Bantar gebang","TPA Regional","A",622330.48,622330.48,0,0,0,0,"Jalan Raya Narogong Km. 14 Pangkalan V","Cikiwul, Ciketing Udik, dan Sumur Batu","BANTAR GEBANG",null,104.72,"Control Landfill","1 Agustus 1989","-","-","-","-","Tujuh hari sekali atau Seminggu Sekali","-","-","-","TIDAK ADA","-","-"]
[null,2022,2,"Jawa Barat","Kab. Bandung","TPPAS Sarimukti",null,"A",146676.44,146676.44,0,0,0,0,"Sarimukti, Cipatat, West Bandung Regency, West Java 40554","Sarimukti","Cipatat",null,0,"Open Dumping","-","-","-","-","-","-","-","-","-","TIDAK ADA","-","-"]
[null,2022,2,"Jawa Barat","Kab. Bandung","TPPAS Sarimukti",null,"A",146676.44,146676.44,0,0,0,0,"Sarimukti, Cipatat, West Bandung Regency, West Java 40554","Sarimukti","Cipatat",null,0,"Open Dumping","-","-","-","-","-","-","-","-","-","TIDAK ADA","-","-"]
[null,2022,2,"Jawa Barat","Kab. Garut","TPA Pasir Bajing","TPA Pemda (Non Regional)","A",81483.33,81483.33,0,0,0,0,"Kp Pasir Bajing",null,null,"Pemda DATI II",18,"Control Landfill","-","-","-","Manual Book","Ada tapi sedang rusak","Tujuh hari sekali atau Seminggu Sekali",1,"Ada, Instalasi Pengolahan Air Lindi (IPAL) di TPA berupa kolam pengendapan dan proses biologi, masih berfungsi baik dan terawat.","-","ADA","Tidak ada. Gas Metana dibakar.","-"]
[null,2022,2,"Jawa Barat","Kab. Garut","TPA Pasir Bajing","TPA Pemda (Non Regional)","A",81483.33,81483.33,0,0,0,0,"Kp Pasir Bajing",null,null,"Pemda DATI II",18,"Control Landfill","-","-","-","Manual Book","Ada tapi sedang rusak","Tujuh hari sekali atau Seminggu Sekali",1,"Ada, Instalasi Pengolahan Air Lindi (IPAL) di TPA berupa kolam pengendapan dan proses biologi, masih berfungsi baik dan terawat.","-","ADA","Tidak ada. Gas Metana dibakar.","-"]
[null,2022,2,"Jawa Barat","Kab. Ciamis","TPA BANJARANYAR","TPA Pemda (Non Regional)","A",54093,44165,4015,73,5840,0,"Cigayam rt/rw 024/006","Sindang rasa","Banjaranyar","Pemda DATI II",5,"Sanitary Landfill",2015,"-",50000,"Otomatis Komputerisasi (Aplikasi Khusus TPA)","Ada dan berfungsi dengan baik","Tiga hari sekali atau seminggu dua kali",3,"Ada, Instalasi Pengolahan Air Lindi (IPAL) di TPA hanya berupa kolam pengendapan saja tanpa proses biologi atau proses kimia, masih berfungsi baik dan terawat.","-","ADA","Untuk Bahan Bakar","-"]
[null,2022,2,"Jawa Barat","Kab. Ciamis","TPA BANJARANYAR","TPA Pemda (Non Regional)","A",54093,44165,4015,73,5840,0,"Cigayam rt/rw 024/006","Sindang rasa","Banjaranyar","Pemda DATI II",5,"Sanitary Landfill",2015,"-",50000,"Otomatis Komputerisasi (Aplikasi Khusus TPA)","Ada dan berfungsi dengan baik","Tiga hari sekali atau seminggu dua kali",3,"Ada, Instalasi Pengolahan Air Lindi (IPAL) di TPA hanya berupa kolam pengendapan saja tanpa proses biologi atau proses kimia, masih berfungsi baik dan terawat.","-","ADA","Untuk Bahan Bakar","-"]
[null,2022,2,"Jawa Barat","Kab. Kuningan","Tempat Pembuangan  Sampah Akhir","TPA Pemda (Non Regional)","A",113515,24820,39055,44165,5475,0.2,"Desa Ciniru Kecamatan Jalaksana",null,null,"Pemda DATI II",5.5,"Open Dumping",2000,"-",4,"Kombinasi timbangan dengan Komputer (excel / tidak otomatis)","Ada dan berfungsi dengan baik","Sebulan sekali",1,"Ada, Instalasi Pengolahan Air Lindi (IPAL) di TPA hanya berupa kolam pengendapan saja tanpa proses biologi atau proses kimia, masih berfungsi baik dan terawat.","-","ADA","-","-"]
[null,2022,2,"Jawa Barat","Kab. Kuningan","Tempat Pembuangan  Sampah Akhir","TPA Pemda (Non Regional)","A",113515,24820,39055,44165,5475,0.2,"Desa Ciniru Kecamatan Jalaksana",null,null,"Pemda DATI II",5.5,"Open Dumping",2000,"-",4,"Kombinasi timbangan dengan Komputer (excel / tidak otomatis)","Ada dan berfungsi dengan baik","Sebulan sekali",1,"Ada, Instalasi Pengolahan Air Lindi (IPAL) di TPA hanya berupa kolam pengendapan saja tanpa proses biologi atau proses kimia, masih berfungsi baik dan terawat.","-","ADA","-","-"]
[null,2022,2,"Jawa Barat","Kab. Sumedang","TPAS Sukanyiru","TPA Pemda (Non Regional)","A",547.5,529.25,0,0,18.25,0,"Sukanyiru",null,null,"Pemda DATI II",1,"Control Landfill","-","-",10000,"Manual Book","Tidak Ada","Tiga atau Empat Bulan Sekali","-","Tidak ada Instalasi Pengolahan Air Lindi (IPAL) di TPA","-","TIDAK ADA","-","-"]
[null,2022,2,"Jawa Barat","Kab. Sumedang","TPAS Cibeureum","TPA Pemda (Non Regional)","A",47815,47723.75,0,0,91.25,0,"Jl. Cibuerum - TPAS","Cibeureum Wetan","Cimalaka","Pemda DATI II",10,"Control Landfill","-","-",62000,"Manual Book","Tidak Ada","Sebulan sekali",1,"Ada, Instalasi Pengolahan Air Lindi (IPAL) di TPA tetapi sudah rusak atau tidak berfungsi dengan baik dan tidak terawat","-","ADA","-","-"]
[null,2022,2,"Jawa Barat","Kab. Sumedang","TPAS Sukanyiru","TPA Pemda (Non Regional)","A",547.5,529.25,0,0,18.25,0,"Sukanyiru",null,null,"Pemda DATI II",1,"Control Landfill","-","-",10000,"Manual Book","Tidak Ada","Tiga atau Empat Bulan Sekali","-","Tidak ada Instalasi Pengolahan Air Lindi (IPAL) di TPA","-","TIDAK ADA","-","-"]
[null,2022,2,"Jawa Barat","Kab. Sumedang","TPAS Cibeureum","TPA Pemda (Non Regional)","A",47815,47723.75,0,0,91.25,0,"Jl. Cibuerum - TPAS","Cibeureum Wetan","Cimalaka","Pemda DATI II",10,"Control Landfill","-","-",62000,"Manual Book","Tidak Ada","Sebulan sekali",1,"Ada, Instalasi Pengolahan Air Lindi (IPAL) di TPA tetapi sudah rusak atau tidak berfungsi dengan baik dan tidak terawat","-","ADA","-","-"]
[null,2022,2,"Jawa Barat","Kab. Indramayu","TPA Kertawinangun","TPA Pemda (Non Regional)","A",60006,59422,0,0,584,0,"Desa Kertawinangun",null,null,"Pemda DATI II",2.8,"Sanitary Landfill",2020,"-",12600,"Kombinasi timbangan dengan Komputer (excel / tidak otomatis)","Ada dan berfungsi dengan baik","Tujuh hari sekali atau Seminggu Sekali",4,"Ada, Instalasi Pengolahan Air Lindi (IPAL) di TPA berupa kolam pengendapan dan proses biologi, masih berfungsi baik dan terawat.",1,"ADA","-","-"]
[null,2022,2,"Jawa Barat","Kab. Indramayu","TPA Pecuk","TPA Pemda (Non Regional)","A",138262,136819.15,55.85,0,1387,0,"Jl. Nyi Resik Desa Panyindangan Kulon",null,null,"Pemda DATI II",13.3,"Control Landfill",2016,"-",24000,"Kombinasi timbangan dengan Komputer (excel / tidak otomatis)","Ada dan berfungsi dengan baik","Dua minggu sekali",5,"Ada, Instalasi Pengolahan Air Lindi (IPAL) di TPA berupa kolam pengendapan dan proses biologi, masih berfungsi baik dan terawat.",1,"ADA","Untuk Bahan Bakar","-"]
[null,2022,2,"Jawa Barat","Kab. Indramayu","TPA Kertawinangun","TPA Pemda (Non Regional)","A",60006,59422,0,0,584,0,"Desa Kertawinangun",null,null,"Pemda DATI II",2.8,"Sanitary Landfill",2020,"-",12600,"Kombinasi timbangan dengan Komputer (excel / tidak otomatis)","Ada dan berfungsi dengan baik","Tujuh hari sekali atau Seminggu Sekali",4,"Ada, Instalasi Pengolahan Air Lindi (IPAL) di TPA berupa kolam pengendapan dan proses biologi, masih berfungsi baik dan terawat.",1,"ADA","-","-"]
[null,2022,2,"Jawa Barat","Kab. Indramayu","TPA Pecuk","TPA Pemda (Non Regional)","A",138262,136819.15,55.85,0,1387,0,"Jl. Nyi Resik Desa Panyindangan Kulon",null,null,"Pemda DATI II",13.3,"Control Landfill",2016,"-",24000,"Kombinasi timbangan dengan Komputer (excel / tidak otomatis)","Ada dan berfungsi dengan baik","Dua minggu sekali",5,"Ada, Instalasi Pengolahan Air Lindi (IPAL) di TPA berupa kolam pengendapan dan proses biologi, masih berfungsi baik dan terawat.",1,"ADA","Untuk Bahan Bakar","-"]
[null,2022,2,"Jawa Barat","Kab. Karawang","TPA Jalupang","TPA Pemda (Non Regional)","A",127385,121545,0,0,5840,0,"Wancimekar, Kec. Kota Baru, Kabupaten Karawang, Jawa Barat 41374",null,null,"Pemda DATI II",9.8000000000000007,"Open Dumping","-","-",60000,"Manual Book","Tidak Ada","Setahun Sekali",3,"Ada, Instalasi Pengolahan Air Lindi (IPAL) di TPA tetapi sudah rusak atau tidak berfungsi dengan baik dan tidak terawat","-","ADA","-","-"]
[null,2022,2,"Jawa Barat","Kab. Karawang","TPA Jalupang","TPA Pemda (Non Regional)","A",127385,121545,0,0,5840,0,"Wancimekar, Kec. Kota Baru, Kabupaten Karawang, Jawa Barat 41374",null,null,"Pemda DATI II",9.8000000000000007,"Open Dumping","-","-",60000,"Manual Book","Tidak Ada","Setahun Sekali",3,"Ada, Instalasi Pengolahan Air Lindi (IPAL) di TPA tetapi sudah rusak atau tidak berfungsi dengan baik dan tidak terawat","-","ADA","-","-"]
[null,2022,2,"Jawa Barat","Kab. Bekasi","TPA Burangkeng","TPA Pemda (Non Regional)","A",224882.88,222327.88,0,0,2555,0,"Desa Burangkeng","Burangkeng","Setu","Pemda DATI II",11.6,"Open Dumping","1 juni 1994","-",1120,"Kombinasi timbangan dengan Komputer (excel / tidak otomatis)","Ada dan berfungsi dengan baik","Tiga atau Empat Bulan Sekali",1,"Ada, Instalasi Pengolahan Air Lindi (IPAL) di TPA tetapi sudah rusak atau tidak berfungsi dengan baik dan tidak terawat","-","ADA","-","-"]
[null,2022,2,"Jawa Barat","Kab. Bekasi","TPA Burangkeng","TPA Pemda (Non Regional)","A",224882.88,222327.88,0,0,2555,0,"Desa Burangkeng","Burangkeng","Setu","Pemda DATI II",11.6,"Open Dumping","1 juni 1994","-",1120,"Kombinasi timbangan dengan Komputer (excel / tidak otomatis)","Ada dan berfungsi dengan baik","Tiga atau Empat Bulan Sekali",1,"Ada, Instalasi Pengolahan Air Lindi (IPAL) di TPA tetapi sudah rusak atau tidak berfungsi dengan baik dan tidak terawat","-","ADA","-","-"]
[null,2022,2,"Jawa Barat","Kota Bogor","TPA Galuga","TPA Pemda (Non Regional)","A",195787.1,185399.2,365,365,9657.9,0,"Kp.Lalamping, RT 05 / RW 08","Galuga","Cibungbulang","Pemda DATI II",38.700000000000003,"Open Dumping","Januari 2010","Desember 2030",19700,"Kombinasi timbangan dengan Komputer (excel / tidak otomatis)","Ada dan berfungsi dengan baik","Sebulan sekali",1,"Ada, Instalasi Pengolahan Air Lindi (IPAL) di TPA berupa kolam pengendapan dan proses biologi serta proses kimia, masih berfungsi baik dan terawat.",2,"ADA","Tidak ada. Gas Metana dibakar.","-"]
[null,2022,2,"Jawa Barat","Kota Sukabumi","TPA Cikundul","TPA Pemda (Non Regional)","A",45625,43070,1460,0,1095,0,"Jl. Cikundul kp. Saluyu RT 05 RW 07","Situmekar","Lembur Situ","Pemda DATI II",10.71,"Control Landfill",1995,2023,80000,"Manual Book","Ada tapi sedang rusak","Tujuh hari sekali atau Seminggu Sekali",2,"Ada, Instalasi Pengolahan Air Lindi (IPAL) di TPA hanya berupa kolam pengendapan saja tanpa proses biologi atau proses kimia, masih berfungsi baik dan terawat.",1,"ADA","Tidak ada. Gas Metana dibakar.","-"]
[null,2022,2,"Jawa Barat","Kota Bandung","TPPAS Sarimukti","TPA Regional","A",464108.1,464108.1,0,0,0,0,"Jl Rajamandala-Cipeundeuy RT 03 RW 15","Ndndidj","Bdndkkdd","Pemda DATI I",25.8,"Control Landfill","28/05/2006","-",200000,"Manual Book","Ada tapi sedang rusak","Dua minggu sekali",3,"Ada, Instalasi Pengolahan Air Lindi (IPAL) di TPA berupa kolam pengendapan dan proses biologi serta proses kimia, masih berfungsi baik dan terawat.",12,"ADA","Tidak ada. Gas Metana dibakar.","-"]
[null,2022,2,"Jawa Barat","Kota Bekasi","TPA Sumur Batu","TPA Pemda (Non Regional)","A",365000,365000,0,0,0,0,"Jl. Pangkalan II, No. 108","Sumur Batu","Bantar Gebang","Pemda DATI II",22,"Open Dumping","-","-",107000,"Kombinasi timbangan dengan Komputer (excel / tidak otomatis)","Ada dan berfungsi dengan baik","Setahun Sekali",4,"Ada, Instalasi Pengolahan Air Lindi (IPAL) di TPA berupa kolam pengendapan dan proses biologi, masih berfungsi baik dan terawat.",4,"ADA","Tidak ada. Gas Metana dibakar.","-"]
[null,2022,2,"Jawa Barat","Kota Cimahi","TPA SARIMUKTI","TPA Regional","A",60299.46,60299.46,0,0,0,0,"Jalan","Sarimukti","Cipatat","Lainnya",0,"Open Dumping","-","-","-","-","-","-","-","-","-","TIDAK ADA","-","-"]
[null,2022,2,"Jawa Barat","Kota Tasikmalaya","TPA Ciangir","TPA Pemda (Non Regional)","A",75842.62,75842.62,0,0,0,0,"Jl. Cikadongdong","Tamansari","Tamansari","Pemda DATI II",6.5,"Open Dumping",2002,"-",40008,"Kombinasi timbangan dengan Komputer (excel / tidak otomatis)","Ada dan berfungsi dengan baik","Tidak ditutup sama sekali","-","Ada, Instalasi Pengolahan Air Lindi (IPAL) di TPA hanya berupa kolam pengendapan saja tanpa proses biologi atau proses kimia, masih berfungsi baik dan terawat.",1,"ADA","-","-"]
[null,2022,2,"Jawa Barat","Kota Banjar","TPA Cibeureum","TPA Pemda (Non Regional)","A",21593.4,20230.419999999998,1001.92,0,361.06,0,"Dusun Babakan","Cibeureum","Banjar","Pemda DATI II",10.3,"Control Landfill",2007,"-",5000,"Kombinasi timbangan dengan Komputer (excel / tidak otomatis)","Ada dan berfungsi dengan baik","Tiga hari sekali atau seminggu dua kali",4,"Ada, Instalasi Pengolahan Air Lindi (IPAL) di TPA tetapi sudah rusak atau tidak berfungsi dengan baik dan tidak terawat",12,"ADA","Tidak ada. Gas Metana dibakar.","-"]
[null,2022,2,"Jawa Tengah","Kab. Cilacap","TPA KUNCI","TPA Pemda (Non Regional)","A",14742.35,14742.35,0,0,0,0,"Desa Kunci Kecamatan Sidareja",null,null,null,1.4,"Control Landfill",1993,2025,120,"-","-","Sebulan sekali","-","-","-","TIDAK ADA","-","-"]
[null,2022,2,"Jawa Tengah","Kab. Cilacap","TPA MALABAR","TPA Pemda (Non Regional)","A",17297.349999999999,17297.349999999999,0,0,0,0,"Desa Malabar Kecamatan Wanareja",null,null,null,1.8,"Control Landfill",1993,2025,14,"Manual Book","Tidak Ada","Sebulan sekali","-","-","-","TIDAK ADA","-","-"]
[null,2022,2,"Jawa Tengah","Kab. Cilacap","TPA Tritih Lor Cilacap","TPA Pemda (Non Regional)","A",45248,45248,0,0,0,0,"Tritih Lor","Tritih Lor","Jeruklegi","Pemda DATI II",6,"Control Landfill",1990,"-",14,"Kombinasi timbangan dengan Komputer (excel / tidak otomatis)","Ada dan berfungsi dengan baik","-",2,"Ada, Instalasi Pengolahan Air Lindi (IPAL) di TPA berupa kolam pengendapan dan proses biologi, masih berfungsi baik dan terawat.",2,"ADA","Untuk Energi Listrik",50]
[null,2022,2,"Jawa Tengah","Kab. Cilacap","TPA KUNCI","TPA Pemda (Non Regional)","A",14742.35,14742.35,0,0,0,0,"Desa Kunci Kecamatan Sidareja",null,null,null,1.4,"Control Landfill",1993,2025,120,"-","-","Sebulan sekali","-","-","-","TIDAK ADA","-","-"]
[null,2022,2,"Jawa Tengah","Kab. Cilacap","TPA MALABAR","TPA Pemda (Non Regional)","A",17297.349999999999,17297.349999999999,0,0,0,0,"Desa Malabar Kecamatan Wanareja",null,null,null,1.8,"Control Landfill",1993,2025,14,"Manual Book","Tidak Ada","Sebulan sekali","-","-","-","TIDAK ADA","-","-"]
[null,2022,2,"Jawa Tengah","Kab. Cilacap","TPA Tritih Lor Cilacap","TPA Pemda (Non Regional)","A",45248,45248,0,0,0,0,"Tritih Lor","Tritih Lor","Jeruklegi","Pemda DATI II",6,"Control Landfill",1990,"-",14,"Kombinasi timbangan dengan Komputer (excel / tidak otomatis)","Ada dan berfungsi dengan baik","-",2,"Ada, Instalasi Pengolahan Air Lindi (IPAL) di TPA berupa kolam pengendapan dan proses biologi, masih berfungsi baik dan terawat.",2,"ADA","Untuk Energi Listrik",50]
[null,2022,2,"Jawa Tengah","Kab. Banyumas","TPA BLE","TPA Pemda (Non Regional)","A",58600.75,0,33050.75,25550,0,0,"Wlahar Wetan, Kec. Kalibagor",null,null,"Pemda DATI II",0,"Sanitary Landfill","-","-","-","-","-","Dua minggu sekali","-","-","-","TIDAK ADA","-","-"]
[null,2022,2,"Jawa Tengah","Kab. Banyumas","TPA BLE","TPA Pemda (Non Regional)","A",58600.75,0,33050.75,25550,0,0,"Wlahar Wetan, Kec. Kalibagor",null,null,"Pemda DATI II",0,"Sanitary Landfill","-","-","-","-","-","Dua minggu sekali","-","-","-","TIDAK ADA","-","-"]
[null,2022,2,"Jawa Tengah","Kab. Purbalingga","TPA Kalipancur","TPA Pemda (Non Regional)","A",40880,40542.01,0,337.99,0,0,"Desa Bedagas Kec. Pengadegan",null,null,"Pemda DATI II",0,"Control Landfill","-","-",8,"Manual Book","Tidak Ada","Setahun Sekali","-","-","-","ADA","-","-"]
[null,2022,2,"Jawa Tengah","Kab. Kebumen","TPA SEMALI","TPA Pemda (Non Regional)","A",28302.1,28278.74,0,0,23.36,0,"Desa Semali Kecamatan Sempor Kabupaten Kebumen","SEMALI","GOMBONG","Pemda DATI II",3.7,"Control Landfill",2014,2030,14000,"Otomatis Komputerisasi (Aplikasi Khusus TPA)","Ada dan berfungsi dengan baik","Dua minggu sekali",3,"Ada, Instalasi Pengolahan Air Lindi (IPAL) di TPA berupa kolam pengendapan dan proses biologi, masih berfungsi baik dan terawat.","-","ADA","Tidak ada. Melepas gas Metana ke udara.","-"]
[null,2022,2,"Jawa Tengah","Kab. Kebumen","TPA KALIGENDING","TPA Pemda (Non Regional)","A",70682.25,65207.25,0,0,5475,0,"Desa Kaligending Kecamatan Karangsambung Kabupaten Kebumen","KALIGENDING","KARANGSAMBUNG","Pemda DATI II",5,"Control Landfill",1995,2030,26,"Otomatis Komputerisasi (Aplikasi Khusus TPA)","Ada dan berfungsi dengan baik","Dua minggu sekali",4,"Ada, Instalasi Pengolahan Air Lindi (IPAL) di TPA berupa kolam pengendapan dan proses biologi serta proses kimia, masih berfungsi baik dan terawat.",12,"ADA","Untuk Bahan Bakar","-"]
[null,2022,2,"Jawa Tengah","Kab. Kebumen","TPA SEMALI","TPA Pemda (Non Regional)","A",28302.1,28278.74,0,0,23.36,0,"Desa Semali Kecamatan Sempor Kabupaten Kebumen","SEMALI","GOMBONG","Pemda DATI II",3.7,"Control Landfill",2014,2030,14000,"Otomatis Komputerisasi (Aplikasi Khusus TPA)","Ada dan berfungsi dengan baik","Dua minggu sekali",3,"Ada, Instalasi Pengolahan Air Lindi (IPAL) di TPA berupa kolam pengendapan dan proses biologi, masih berfungsi baik dan terawat.","-","ADA","Tidak ada. Melepas gas Metana ke udara.","-"]
[null,2022,2,"Jawa Tengah","Kab. Kebumen","TPA KALIGENDING","TPA Pemda (Non Regional)","A",70682.25,65207.25,0,0,5475,0,"Desa Kaligending Kecamatan Karangsambung Kabupaten Kebumen","KALIGENDING","KARANGSAMBUNG","Pemda DATI II",5,"Control Landfill",1995,2030,26,"Otomatis Komputerisasi (Aplikasi Khusus TPA)","Ada dan berfungsi dengan baik","Dua minggu sekali",4,"Ada, Instalasi Pengolahan Air Lindi (IPAL) di TPA berupa kolam pengendapan dan proses biologi serta proses kimia, masih berfungsi baik dan terawat.",12,"ADA","Untuk Bahan Bakar","-"]
[null,2022,2,"Jawa Tengah","Kab. Purworejo","TPA JETIS","TPA Pemda (Non Regional)","A",22984.05,22735.119999999999,100.74,0,148.19,0,"RT 02 RW 02","JETIS","LOANO","Pemda DATI II",4.79,"Control Landfill",1997,2022,20000,"Kombinasi timbangan dengan Komputer (excel / tidak otomatis)","Ada dan berfungsi dengan baik","Tujuh hari sekali atau Seminggu Sekali",5,"Ada, Instalasi Pengolahan Air Lindi (IPAL) di TPA berupa kolam pengendapan dan proses biologi, masih berfungsi baik dan terawat.","-","ADA","Tidak ada. Melepas gas Metana ke udara.","-"]
[null,2022,2,"Jawa Tengah","Kab. Purworejo","TPA JETIS","TPA Pemda (Non Regional)","A",22984.05,22735.119999999999,100.74,0,148.19,0,"RT 02 RW 02","JETIS","LOANO","Pemda DATI II",4.79,"Control Landfill",1997,2022,20000,"Kombinasi timbangan dengan Komputer (excel / tidak otomatis)","Ada dan berfungsi dengan baik","Tujuh hari sekali atau Seminggu Sekali",5,"Ada, Instalasi Pengolahan Air Lindi (IPAL) di TPA berupa kolam pengendapan dan proses biologi, masih berfungsi baik dan terawat.","-","ADA","Tidak ada. Melepas gas Metana ke udara.","-"]
[null,2022,2,"Jawa Tengah","Kab. Wonosobo","TPA Wonorejo","TPA Pemda (Non Regional)","A",38325,37777.5,0,0,547.5,0,"Jl. Dusun Losari","Wonorejo","Selomerto","Lainnya",2.7,"Control Landfill",1985,"-",12207,"Kombinasi timbangan dengan Komputer (excel / tidak otomatis)","Ada dan berfungsi dengan baik","Sebulan sekali","-","Ada, Instalasi Pengolahan Air Lindi (IPAL) di TPA hanya berupa kolam pengendapan saja tanpa proses biologi atau proses kimia, masih berfungsi baik dan terawat.","-","ADA","Tidak ada. Gas Metana dibakar.","-"]
[null,2022,2,"Jawa Tengah","Kab. Boyolali","TPA WINONG","TPA Pemda (Non Regional)","A",30112.5,27203.45,1095,0,1814.05,0,"Dk. Kuncen","Desa Winong","Boyolali","Lainnya",40,"Sanitary Landfill",1990,"-",500,"Otomatis Komputerisasi (Aplikasi Khusus TPA)","Ada dan berfungsi dengan baik","Dua minggu sekali",3,"Ada, Instalasi Pengolahan Air Lindi (IPAL) di TPA hanya berupa kolam pengendapan saja tanpa proses biologi atau proses kimia, masih berfungsi baik dan terawat.",1,"ADA","Untuk Bahan Bakar","-"]
[null,2022,2,"Jawa Tengah","Kab. Boyolali","TPA WINONG","TPA Pemda (Non Regional)","A",30112.5,27203.45,1095,0,1814.05,0,"Dk. Kuncen","Desa Winong","Boyolali","Lainnya",40,"Sanitary Landfill",1990,"-",500,"Otomatis Komputerisasi (Aplikasi Khusus TPA)","Ada dan berfungsi dengan baik","Dua minggu sekali",3,"Ada, Instalasi Pengolahan Air Lindi (IPAL) di TPA hanya berupa kolam pengendapan saja tanpa proses biologi atau proses kimia, masih berfungsi baik dan terawat.",1,"ADA","Untuk Bahan Bakar","-"]
[null,2022,2,"Jawa Tengah","Kab. Klaten","2022 TPA KABUPATEN",null,"A",35366.31,35189.480000000003,0,0,176.83,0,"TROKETON",null,null,null,0,"Control Landfill","-","-",30969,"Kombinasi timbangan dengan Komputer (excel / tidak otomatis)","Ada dan berfungsi dengan baik","Tiga hari sekali atau seminggu dua kali",3,"Ada, Instalasi Pengolahan Air Lindi (IPAL) di TPA hanya berupa kolam pengendapan saja tanpa proses biologi atau proses kimia, masih berfungsi baik dan terawat.",1,"ADA","-","-"]
[null,2022,2,"Jawa Tengah","Kab. Klaten","2022 TPA KABUPATEN",null,"A",35366.31,35189.480000000003,0,0,176.83,0,"TROKETON",null,null,null,0,"Control Landfill","-","-",30969,"Kombinasi timbangan dengan Komputer (excel / tidak otomatis)","Ada dan berfungsi dengan baik","Tiga hari sekali atau seminggu dua kali",3,"Ada, Instalasi Pengolahan Air Lindi (IPAL) di TPA hanya berupa kolam pengendapan saja tanpa proses biologi atau proses kimia, masih berfungsi baik dan terawat.",1,"ADA","-","-"]
[null,2022,2,"Jawa Tengah","Kab. Sukoharjo","TPA MOJOREJO","TPA Pemda (Non Regional)","A",74500.149999999994,73178.850000000006,25.55,0,1295.75,0,"Jl. Mulur - Puhgogor","MOJOREJO","BENDOSARI","Pemda DATI II",4.5,"Control Landfill",1995,"-",2000,"Kombinasi timbangan dengan Komputer (excel / tidak otomatis)","-","Tiga atau Empat Bulan Sekali",3,"Ada, Instalasi Pengolahan Air Lindi (IPAL) di TPA tetapi sudah rusak atau tidak berfungsi dengan baik dan tidak terawat",1,"ADA","-",25]
[null,2022,2,"Jawa Tengah","Kab. Sukoharjo","TPA MOJOREJO","TPA Pemda (Non Regional)","A",74500.149999999994,73178.850000000006,25.55,0,1295.75,0,"Jl. Mulur - Puhgogor","MOJOREJO","BENDOSARI","Pemda DATI II",4.5,"Control Landfill",1995,"-",2000,"Kombinasi timbangan dengan Komputer (excel / tidak otomatis)","-","Tiga atau Empat Bulan Sekali",3,"Ada, Instalasi Pengolahan Air Lindi (IPAL) di TPA tetapi sudah rusak atau tidak berfungsi dengan baik dan tidak terawat",1,"ADA","-",25]
[null,2022,2,"Jawa Tengah","Kab. Wonogiri","TPA NGADIROJO","TPA Pemda (Non Regional)","A",18302.2,17792.599999999999,365,0,144.6,0,"Jl.Kasihan","KERJO LOR","NGADIROJO",null,8.1999999999999993,"Sanitary Landfill",1991,2026,20,"Kombinasi timbangan dengan Komputer (excel / tidak otomatis)","Ada dan berfungsi dengan baik","Tujuh hari sekali atau Seminggu Sekali",3,"Ada, Instalasi Pengolahan Air Lindi (IPAL) di TPA berupa kolam pengendapan dan proses biologi, masih berfungsi baik dan terawat.",2,"ADA","Tidak ada. Gas Metana dibakar.","-"]
[null,2022,2,"Jawa Tengah","Kab. Wonogiri","TPA NGADIROJO","TPA Pemda (Non Regional)","A",18302.2,17792.599999999999,365,0,144.6,0,"Jl.Kasihan","KERJO LOR","NGADIROJO",null,8.1999999999999993,"Sanitary Landfill",1991,2026,20,"Kombinasi timbangan dengan Komputer (excel / tidak otomatis)","Ada dan berfungsi dengan baik","Tujuh hari sekali atau Seminggu Sekali",3,"Ada, Instalasi Pengolahan Air Lindi (IPAL) di TPA berupa kolam pengendapan dan proses biologi, masih berfungsi baik dan terawat.",2,"ADA","Tidak ada. Gas Metana dibakar.","-"]
[null,2022,2,"Jawa Tengah","Kab. Karanganyar","TPA Sukosari Jumantono","TPA Pemda (Non Regional)","A",32850,32850,0,0,0,0,"Desa Sukosari Kecamatan Jumantono","Sukosari","Jumantono","Pemda DATI II",5.6,"Control Landfill","-","-",18000,"Manual Book","Tidak Ada","Tiga atau Empat Bulan Sekali","-","Ada, Instalasi Pengolahan Air Lindi (IPAL) di TPA tetapi sudah rusak atau tidak berfungsi dengan baik dan tidak terawat","-","ADA","-","-"]
[null,2022,2,"Jawa Tengah","Kab. Karanganyar","TPA Sukosari Jumantono","TPA Pemda (Non Regional)","A",32850,32850,0,0,0,0,"Desa Sukosari Kecamatan Jumantono","Sukosari","Jumantono","Pemda DATI II",5.6,"Control Landfill","-","-",18000,"Manual Book","Tidak Ada","Tiga atau Empat Bulan Sekali","-","Ada, Instalasi Pengolahan Air Lindi (IPAL) di TPA tetapi sudah rusak atau tidak berfungsi dengan baik dan tidak terawat","-","ADA","-","-"]
[null,2022,2,"Jawa Tengah","Kab. Sragen","TPA Tanggan","TPA Pemda (Non Regional)","A",71905,60407.5,3650,7300,547.5,0,"Jl. Jati Sari","Tanggan","Gesi","Pemda DATI II",4.5999999999999996,"Control Landfill",1991,2025,5000,"Kombinasi timbangan dengan Komputer (excel / tidak otomatis)","Ada dan berfungsi dengan baik","Sebulan sekali",3,"Ada, Instalasi Pengolahan Air Lindi (IPAL) di TPA hanya berupa kolam pengendapan saja tanpa proses biologi atau proses kimia, masih berfungsi baik dan terawat.",2,"ADA","Tidak ada. Gas Metana dibakar.","-"]
[null,2022,2,"Jawa Tengah","Kab. Sragen","TPA Tanggan","TPA Pemda (Non Regional)","A",71905,60407.5,3650,7300,547.5,0,"Jl. Jati Sari","Tanggan","Gesi","Pemda DATI II",4.5999999999999996,"Control Landfill",1991,2025,5000,"Kombinasi timbangan dengan Komputer (excel / tidak otomatis)","Ada dan berfungsi dengan baik","Sebulan sekali",3,"Ada, Instalasi Pengolahan Air Lindi (IPAL) di TPA hanya berupa kolam pengendapan saja tanpa proses biologi atau proses kimia, masih berfungsi baik dan terawat.",2,"ADA","Tidak ada. Gas Metana dibakar.","-"]
[null,2022,2,"Jawa Tengah","Kab. Grobogan","TPA Ngembak","TPA Pemda (Non Regional)","A",27740,21936.5,693.5,3650,1460,0,"Jl. Bupati Sunarto","Ngembak","Purwodadi","Pemda DATI II",97,"Control Landfill",1993,2030,27075,"Kombinasi timbangan dengan Komputer (excel / tidak otomatis)","Ada dan berfungsi dengan baik","Tujuh hari sekali atau Seminggu Sekali",5,"Ada, Instalasi Pengolahan Air Lindi (IPAL) di TPA hanya berupa kolam pengendapan saja tanpa proses biologi atau proses kimia, masih berfungsi baik dan terawat.",1,"ADA","Untuk Bahan Bakar","-"]
[null,2022,2,"Jawa Tengah","Kab. Grobogan","TPA Ngembak","TPA Pemda (Non Regional)","A",27740,21936.5,693.5,3650,1460,0,"Jl. Bupati Sunarto","Ngembak","Purwodadi","Pemda DATI II",97,"Control Landfill",1993,2030,27075,"Kombinasi timbangan dengan Komputer (excel / tidak otomatis)","Ada dan berfungsi dengan baik","Tujuh hari sekali atau Seminggu Sekali",5,"Ada, Instalasi Pengolahan Air Lindi (IPAL) di TPA hanya berupa kolam pengendapan saja tanpa proses biologi atau proses kimia, masih berfungsi baik dan terawat.",1,"ADA","Untuk Bahan Bakar","-"]
[null,2022,2,"Jawa Tengah","Kab. Blora","TPA Jambe","TPA Pemda (Non Regional)","A",92465.45,85165.45,3650,1825,1825,0,"Tambakromo","Jambe","Cepu","Pemda DATI II",0,"Control Landfill","-","-",0,"Manual Book","Tidak Ada","Tujuh hari sekali atau Seminggu Sekali","-","Tidak ada Instalasi Pengolahan Air Lindi (IPAL) di TPA","-","TIDAK ADA","-","-"]
[null,2022,2,"Jawa Tengah","Kab. Blora","TPA Temurejo","TPA Pemda (Non Regional)","A",10950,4745,730,3650,1825,0,"Ds Temurejo","Temurejo","Blora","Pemda DATI II",0,"Sanitary Landfill","-","-",0,"Otomatis Komputerisasi (Aplikasi Khusus TPA)","Ada dan berfungsi dengan baik","Setiap hari",1,"Ada, Instalasi Pengolahan Air Lindi (IPAL) di TPA berupa kolam pengendapan dan proses biologi, masih berfungsi baik dan terawat.",1,"ADA","Tidak ada. Gas Metana dibakar.","-"]
[null,2022,2,"Jawa Tengah","Kab. Blora","TPA Jambe","TPA Pemda (Non Regional)","A",92465.45,85165.45,3650,1825,1825,0,"Tambakromo","Jambe","Cepu","Pemda DATI II",0,"Control Landfill","-","-",0,"Manual Book","Tidak Ada","Tujuh hari sekali atau Seminggu Sekali","-","Tidak ada Instalasi Pengolahan Air Lindi (IPAL) di TPA","-","TIDAK ADA","-","-"]
[null,2022,2,"Jawa Tengah","Kab. Blora","TPA Temurejo","TPA Pemda (Non Regional)","A",10950,4745,730,3650,1825,0,"Ds Temurejo","Temurejo","Blora","Pemda DATI II",0,"Sanitary Landfill","-","-",0,"Otomatis Komputerisasi (Aplikasi Khusus TPA)","Ada dan berfungsi dengan baik","Setiap hari",1,"Ada, Instalasi Pengolahan Air Lindi (IPAL) di TPA berupa kolam pengendapan dan proses biologi, masih berfungsi baik dan terawat.",1,"ADA","Tidak ada. Gas Metana dibakar.","-"]
[null,2022,2,"Jawa Tengah","Kab. Rembang","TPA LANDOH","TPA Pemda (Non Regional)","A",13932.63,13738.08,0,0,194.55,0,"Jl. Raya Rembang - Blora Desa Landoh","Landoh","Sulang","Pemda DATI II",3.24,"Open Dumping",1997,"-",21000,"Manual Book","Tidak Ada","Sebulan sekali",2,"Ada, Instalasi Pengolahan Air Lindi (IPAL) di TPA hanya berupa kolam pengendapan saja tanpa proses biologi atau proses kimia, masih berfungsi baik dan terawat.","-","ADA","Untuk Bahan Bakar",1]
[null,2022,2,"Jawa Tengah","Kab. Rembang","TPA LANDOH","TPA Pemda (Non Regional)","A",13932.63,13738.08,0,0,194.55,0,"Jl. Raya Rembang - Blora Desa Landoh","Landoh","Sulang","Pemda DATI II",3.24,"Open Dumping",1997,"-",21000,"Manual Book","Tidak Ada","Sebulan sekali",2,"Ada, Instalasi Pengolahan Air Lindi (IPAL) di TPA hanya berupa kolam pengendapan saja tanpa proses biologi atau proses kimia, masih berfungsi baik dan terawat.","-","ADA","Untuk Bahan Bakar",1]
[null,2022,2,"Jawa Tengah","Kab. Kudus","UPT TPA TANJUNGREJO (DINAS PKPLH)","TPA Pemda (Non Regional)","A",47114.2,43595.6,474.5,365,2679.1,0,"JL. BARENG TANJUNGREJO- REJOSARI","TANJUNGREJO","JEKULO","Pemda DATI II",5.0599999999999996,"Control Landfill","-","-",200,"Kombinasi timbangan dengan Komputer (excel / tidak otomatis)","Ada dan berfungsi dengan baik","Tujuh hari sekali atau Seminggu Sekali",4,"Ada, Instalasi Pengolahan Air Lindi (IPAL) di TPA hanya berupa kolam pengendapan saja tanpa proses biologi atau proses kimia, masih berfungsi baik dan terawat.","-","ADA","-","-"]
[null,2022,2,"Jawa Tengah","Kab. Kudus","UPT TPA TANJUNGREJO (DINAS PKPLH)","TPA Pemda (Non Regional)","A",47114.2,43595.6,474.5,365,2679.1,0,"JL. BARENG TANJUNGREJO- REJOSARI","TANJUNGREJO","JEKULO","Pemda DATI II",5.0599999999999996,"Control Landfill","-","-",200,"Kombinasi timbangan dengan Komputer (excel / tidak otomatis)","Ada dan berfungsi dengan baik","Tujuh hari sekali atau Seminggu Sekali",4,"Ada, Instalasi Pengolahan Air Lindi (IPAL) di TPA hanya berupa kolam pengendapan saja tanpa proses biologi atau proses kimia, masih berfungsi baik dan terawat.","-","ADA","-","-"]
[null,2022,2,"Jawa Tengah","Kab. Jepara","TPA Karimunjawa","TPA Pemda (Non Regional)","A",547.5,365,36.5,146,0,0,"Jl. Sunan Nyamplungan RT. 3/4",null,null,"Pemda DATI II",1,"Control Landfill","26 maret 2022","-",848,"Kombinasi timbangan dengan Komputer (excel / tidak otomatis)","Ada dan berfungsi dengan baik","-",2,"Ada, Instalasi Pengolahan Air Lindi (IPAL) di TPA berupa kolam pengendapan dan proses biologi, masih berfungsi baik dan terawat.","-","ADA","-","-"]
[null,2022,2,"Jawa Tengah","Kab. Jepara","TPA KRASAK","TPA/TPST Pemda","A",4380,3832.5,0,547.5,0,0,"JL. KH Achmad Fauza","Krasak","Bangsri","DLH",1.84,"Control Landfill","-",2022,3150,"Manual Book","Tidak Ada","Dua minggu sekali",1,"Tidak ada Instalasi Pengolahan Air Lindi (IPAL) di TPA","-","ADA","-","-"]
[null,2022,2,"Jawa Tengah","Kab. Jepara","TPA Bandengan Jepara","TPA/TPST Pemda","A",54421.5,51866.5,730,1825,0,0,"Jl. Syaikh Khidhir Al-Limboriy RT 02 RW 3","Bandengan","Jepara","Pemda",7.29,"Control Landfill",1994,"-",17282,"Kombinasi timbangan dengan Komputer (excel / tidak otomatis)","Ada dan berfungsi dengan baik","Tiga hari sekali atau seminggu dua kali",1,"Ada, Instalasi Pengolahan Air Lindi (IPAL) di TPA hanya berupa kolam pengendapan saja tanpa proses biologi atau proses kimia, masih berfungsi baik dan terawat.",4,"ADA","Tidak ada. Melepas gas Metana ke udara.","-"]
[null,2022,2,"Jawa Tengah","Kab. Demak","TPA BERAHAN KULON","TPA Pemda (Non Regional)","A",32850,32850,0,0,0,0,"Babalan - Prawoto, Area Sawah, Berahan Wetan, Kec. Wedung, Kabupaten Demak, Jawa Tengah",null,null,"Pemda DATI II",25.06,"Control Landfill",2021,"-",11000,"Kombinasi timbangan dengan Komputer (excel / tidak otomatis)","Ada dan berfungsi dengan baik","Tujuh hari sekali atau Seminggu Sekali",1,"Ada, Instalasi Pengolahan Air Lindi (IPAL) di TPA berupa kolam pengendapan dan proses biologi, masih berfungsi baik dan terawat.","-","ADA","-","-"]
[null,2022,2,"Jawa Tengah","Kab. Demak","TPA BERAHAN KULON","TPA Pemda (Non Regional)","A",32850,32850,0,0,0,0,"Babalan - Prawoto, Area Sawah, Berahan Wetan, Kec. Wedung, Kabupaten Demak, Jawa Tengah",null,null,"Pemda DATI II",25.06,"Control Landfill",2021,"-",11000,"Kombinasi timbangan dengan Komputer (excel / tidak otomatis)","Ada dan berfungsi dengan baik","Tujuh hari sekali atau Seminggu Sekali",1,"Ada, Instalasi Pengolahan Air Lindi (IPAL) di TPA berupa kolam pengendapan dan proses biologi, masih berfungsi baik dan terawat.","-","ADA","-","-"]
[null,2022,2,"Jawa Tengah","Kab. Semarang","TPA BLONDO","TPA Pemda (Non Regional)","A",75098.75,72052.460000000006,378.14,0,2668.15,0,"JL. MEKAREJO HARJOSARI BAWEN","BLONDO","BAWEN","Pemda DATI II",57,"Control Landfill",2009,"-",34822,"Kombinasi timbangan dengan Komputer (excel / tidak otomatis)","Ada dan berfungsi dengan baik","Tiga atau Empat Bulan Sekali",2,"Ada, Instalasi Pengolahan Air Lindi (IPAL) di TPA tetapi sudah rusak atau tidak berfungsi dengan baik dan tidak terawat","-","ADA","Tidak ada. Melepas gas Metana ke udara.","-"]
[null,2022,2,"Jawa Tengah","Kab. Temanggung","TPA Sanggrahan","TPA Pemda (Non Regional)","A",43701.760000000002,36219.26,4380,0,3102.5,0,"Losari, Sanggrahan","Sanggrahan","Kranggan","Pemda DATI II",6.03,"Open Dumping","Mei 2010","-",9144,"Kombinasi timbangan dengan Komputer (excel / tidak otomatis)","Ada dan berfungsi dengan baik","Setahun Sekali",3,"Ada, Instalasi Pengolahan Air Lindi (IPAL) di TPA berupa kolam pengendapan dan proses biologi, masih berfungsi baik dan terawat.",12,"ADA","Tidak ada. Melepas gas Metana ke udara.","-"]
[null,2022,2,"Jawa Tengah","Kab. Temanggung","TPA Sanggrahan","TPA Pemda (Non Regional)","A",43701.760000000002,36219.26,4380,0,3102.5,0,"Losari, Sanggrahan","Sanggrahan","Kranggan","Pemda DATI II",6.03,"Open Dumping","Mei 2010","-",9144,"Kombinasi timbangan dengan Komputer (excel / tidak otomatis)","Ada dan berfungsi dengan baik","Setahun Sekali",3,"Ada, Instalasi Pengolahan Air Lindi (IPAL) di TPA berupa kolam pengendapan dan proses biologi, masih berfungsi baik dan terawat.",12,"ADA","Tidak ada. Melepas gas Metana ke udara.","-"]
[null,2022,2,"Jawa Tengah","Kab. Kendal","TPA DARUPONO BARU","TPA Pemda (Non Regional)","A",59649.69,59649.69,0,0,0,0,"Desa Darupono, Kecamatan Kaliwungu Selatan","Darupono","Kaliwungu Selatan","Pemda DATI II",6,"Control Landfill","01-2021","-",15000,"Otomatis Komputerisasi (Aplikasi Khusus TPA)","Ada dan berfungsi dengan baik","Setahun Sekali","-","Ada, Instalasi Pengolahan Air Lindi (IPAL) di TPA hanya berupa kolam pengendapan saja tanpa proses biologi atau proses kimia, masih berfungsi baik dan terawat.","-","ADA","Tidak ada. Gas Metana dibakar.","-"]
[null,2022,2,"Jawa Tengah","Kab. Kendal","TPA DARUPONO BARU","TPA Pemda (Non Regional)","A",59649.69,59649.69,0,0,0,0,"Desa Darupono, Kecamatan Kaliwungu Selatan","Darupono","Kaliwungu Selatan","Pemda DATI II",6,"Control Landfill","01-2021","-",15000,"Otomatis Komputerisasi (Aplikasi Khusus TPA)","Ada dan berfungsi dengan baik","Setahun Sekali","-","Ada, Instalasi Pengolahan Air Lindi (IPAL) di TPA hanya berupa kolam pengendapan saja tanpa proses biologi atau proses kimia, masih berfungsi baik dan terawat.","-","ADA","Tidak ada. Gas Metana dibakar.","-"]
[null,2022,2,"Jawa Tengah","Kab. Batang","TPA RANDUKUNUNG","TPA Pemda (Non Regional)","A",41975,41975,0,0,0,0,"DESA RANDUKUNING","TEGALSARI","KANDEMAN","Pemda DATI II",3.42,"Open Dumping",2015,"-",3.06,"Manual Book","Tidak Ada","-",2,"Ada, Instalasi Pengolahan Air Lindi (IPAL) di TPA hanya berupa kolam pengendapan saja tanpa proses biologi atau proses kimia, masih berfungsi baik dan terawat.",1,"ADA","-","-"]
[null,2022,2,"Jawa Tengah","Kab. Pekalongan","TPA BOJONGLARANG","TPA Pemda (Non Regional)","A",51100,43617.5,365,2737.5,4380,0,"Dukuh Bojonglarang, Desa Linggoasri, Kecamatan Kajen",null,null,"Pemda DATI II",4.54,"Control Landfill","-","-",20000,"Manual Book","Ada tapi sedang rusak","Tujuh hari sekali atau Seminggu Sekali",3,"Ada, Instalasi Pengolahan Air Lindi (IPAL) di TPA hanya berupa kolam pengendapan saja tanpa proses biologi atau proses kimia, masih berfungsi baik dan terawat.","-","ADA","Tidak ada. Gas Metana dibakar.","-"]
[null,2022,2,"Jawa Tengah","Kab. Pekalongan","TPA BOJONGLARANG","TPA Pemda (Non Regional)","A",51100,43617.5,365,2737.5,4380,0,"Dukuh Bojonglarang, Desa Linggoasri, Kecamatan Kajen",null,null,"Pemda DATI II",4.54,"Control Landfill","-","-",20000,"Manual Book","Ada tapi sedang rusak","Tujuh hari sekali atau Seminggu Sekali",3,"Ada, Instalasi Pengolahan Air Lindi (IPAL) di TPA hanya berupa kolam pengendapan saja tanpa proses biologi atau proses kimia, masih berfungsi baik dan terawat.","-","ADA","Tidak ada. Gas Metana dibakar.","-"]
[null,2022,2,"Jawa Tengah","Kab. Pemalang","TPA Pegongsoran",null,"A",120450,5840,113150,730,730,0,"Desa Pegongsoran","Pegongsoran","Pemalang",null,0,"Control Landfill","-","-",20000,"Otomatis Komputerisasi (Aplikasi Khusus TPA)","Ada dan berfungsi dengan baik","Sebulan sekali",2,"Ada, Instalasi Pengolahan Air Lindi (IPAL) di TPA berupa kolam pengendapan dan proses biologi, masih berfungsi baik dan terawat.","-","ADA","Untuk Bahan Bakar","-"]
[null,2022,2,"Jawa Tengah","Kab. Tegal","TPA Penujah","TPA Pemda (Non Regional)","A",131765,130779.5,365,0,620.5,0,"Jl Rayan Slawi","Penujah","Kedungbanteng","Pemda DATI II",4170,"Open Dumping","17 Februari 1985","1 Januari 2027",17998.75,"Manual Book","Tidak Ada","Setahun Sekali",1,"Ada, Instalasi Pengolahan Air Lindi (IPAL) di TPA tetapi sudah rusak atau tidak berfungsi dengan baik dan tidak terawat","-","ADA","Tidak ada. Gas Metana dibakar.","-"]
[null,2022,2,"Jawa Tengah","Kab. Tegal","TPA Penujah","TPA Pemda (Non Regional)","A",131765,130779.5,365,0,620.5,0,"Jl Rayan Slawi","Penujah","Kedungbanteng","Pemda DATI II",4170,"Open Dumping","17 Februari 1985","1 Januari 2027",17998.75,"Manual Book","Tidak Ada","Setahun Sekali",1,"Ada, Instalasi Pengolahan Air Lindi (IPAL) di TPA tetapi sudah rusak atau tidak berfungsi dengan baik dan tidak terawat","-","ADA","Tidak ada. Gas Metana dibakar.","-"]
[null,2022,2,"Jawa Tengah","Kab. Brebes","TPA Kalijurang","TPA Pemda (Non Regional)","A",14103.6,13337.1,365,365,36.5,0,"Desa Kalijurang","Desa Kalijurang","Tonjong","Pemda DATI II",2,"Open Dumping",2004,2050,400,"Manual Book","Tidak Ada","Tidak ditutup sama sekali","-","Tidak ada Instalasi Pengolahan Air Lindi (IPAL) di TPA","-","TIDAK ADA","-","-"]
[null,2022,2,"Jawa Tengah","Kab. Brebes","TPA Kaliwlingi","TPA Pemda (Non Regional)","A",34474.25,23889.25,1460,1825,7300,0,"desa Kaliwlingi","desa kaliwlingi","brebes","Pemda DATI II",4,"Open Dumping",2005,2050,0,"Otomatis Komputerisasi (Aplikasi Khusus TPA)","Ada dan berfungsi dengan baik","Tidak ditutup sama sekali",2,"Ada, Instalasi Pengolahan Air Lindi (IPAL) di TPA hanya berupa kolam pengendapan saja tanpa proses biologi atau proses kimia, masih berfungsi baik dan terawat.","-","ADA","-","-"]
[null,2022,2,"Jawa Tengah","Kab. Brebes","TPA Kalijurang","TPA Pemda (Non Regional)","A",14103.6,13337.1,365,365,36.5,0,"Desa Kalijurang","Desa Kalijurang","Tonjong","Pemda DATI II",2,"Open Dumping",2004,2050,400,"Manual Book","Tidak Ada","Tidak ditutup sama sekali","-","Tidak ada Instalasi Pengolahan Air Lindi (IPAL) di TPA","-","TIDAK ADA","-","-"]
[null,2022,2,"Jawa Tengah","Kab. Brebes","TPA Kaliwlingi","TPA Pemda (Non Regional)","A",34474.25,23889.25,1460,1825,7300,0,"desa Kaliwlingi","desa kaliwlingi","brebes","Pemda DATI II",4,"Open Dumping",2005,2050,0,"Otomatis Komputerisasi (Aplikasi Khusus TPA)","Ada dan berfungsi dengan baik","Tidak ditutup sama sekali",2,"Ada, Instalasi Pengolahan Air Lindi (IPAL) di TPA hanya berupa kolam pengendapan saja tanpa proses biologi atau proses kimia, masih berfungsi baik dan terawat.","-","ADA","-","-"]
[null,2022,2,"Jawa Tengah","Kota Magelang","TPA Banyu Urip","TPA Pemda (Non Regional)","A",21901.58,21289.56,74.84,0,537.17999999999995,0,"Jl. Magelang Kopeng KM 7 Banyu Urip","Tegalrejo","Magelang","Pemda DATI II",6.1,"Control Landfill",1993,2004,"-","Otomatis Komputerisasi (Aplikasi Khusus TPA)","Ada dan berfungsi dengan baik","Tujuh hari sekali atau Seminggu Sekali",2,"Ada, Instalasi Pengolahan Air Lindi (IPAL) di TPA berupa kolam pengendapan dan proses biologi, masih berfungsi baik dan terawat.",2,"ADA","Untuk Bahan Bakar","-"]
[null,2022,2,"Jawa Tengah","Kota Surakarta","TPA PUTRI CEMPO","TPA Pemda (Non Regional)","A",116991.99,116991.99,0,0,0,0,"Jatirejo RT 06 RW 11","Mojosongo","Jebres","Pemda DATI II",17,"Open Dumping","-","-",125000,"Kombinasi timbangan dengan Komputer (excel / tidak otomatis)","Ada dan berfungsi dengan baik","Tidak ditutup sama sekali",1,"-","-","ADA","-","-"]
[null,2022,2,"Jawa Tengah","Kota Salatiga","TPA NGRONGGO",null,"A",29305.85,20180.849999999999,365,0,8760,0,"Ngronggo",null,null,null,0,"Control Landfill","-","-",10000,"Kombinasi timbangan dengan Komputer (excel / tidak otomatis)","-","Tiga atau Empat Bulan Sekali",7,"-",1,"ADA","Untuk Bahan Bakar","-"]
[null,2022,2,"Jawa Tengah","Kota Semarang","TPA Jatibarang","TPA Pemda (Non Regional)","A",313890.51,308050.51,0,0,5840,0,"Jl. Untung Suropati","Bambankerep","Mijen","Lainnya",46.02,"Control Landfill",1990,2021,232,"Kombinasi timbangan dengan Komputer (excel / tidak otomatis)","Ada dan berfungsi dengan baik","Tujuh hari sekali atau Seminggu Sekali",3,"Ada, Instalasi Pengolahan Air Lindi (IPAL) di TPA berupa kolam pengendapan dan proses biologi serta proses kimia, masih berfungsi baik dan terawat.",12,"ADA","Untuk Energi Listrik","-"]
[null,2022,2,"Jawa Tengah","Kota Tegal","TPA Muarareja","TPA Pemda (Non Regional)","A",54093,43487.92,2007.5,5876.5,2721.07,0,"Jalan Mataram","Muarareja","Tegal Baru","Lainnya",5.5,"Open Dumping","1 Agustus 2017",2025,50,"Manual Book","Tidak Ada","Tiga atau Empat Bulan Sekali","-","Tidak ada Instalasi Pengolahan Air Lindi (IPAL) di TPA","-","ADA","-","-"]
[null,2022,2,"D.I. Yogyakarta","Kab. Kulon Progo","TPA Banyuroto","TPA Pemda (Non Regional)","A",11680,11680,0,0,0,0,"Banyuroto, Nanggulan,Kulon Progo","Banyuroto","Nanggulan","Pemda DATI II",4.29,"Control Landfill","1 September 2010","-",5000,"Kombinasi timbangan dengan Komputer (excel / tidak otomatis)","Ada dan berfungsi dengan baik","Setiap hari",2,"Ada, Instalasi Pengolahan Air Lindi (IPAL) di TPA berupa kolam pengendapan dan proses biologi, masih berfungsi baik dan terawat.","-","ADA","Untuk Bahan Bakar",16]
[null,2022,2,"D.I. Yogyakarta","Kab. Kulon Progo","TPA Banyuroto","TPA Pemda (Non Regional)","A",11680,11680,0,0,0,0,"Banyuroto, Nanggulan,Kulon Progo","Banyuroto","Nanggulan","Pemda DATI II",4.29,"Control Landfill","1 September 2010","-",5000,"Kombinasi timbangan dengan Komputer (excel / tidak otomatis)","Ada dan berfungsi dengan baik","Setiap hari",2,"Ada, Instalasi Pengolahan Air Lindi (IPAL) di TPA berupa kolam pengendapan dan proses biologi, masih berfungsi baik dan terawat.","-","ADA","Untuk Bahan Bakar",16]
[null,2022,2,"D.I. Yogyakarta","Kab. Gunungkidul","TPA Wukirsari","TPA Pemda (Non Regional)","A",18286.5,17921.5,73,182.5,109.5,0.05,"Wukirsari, Baleharjo, Wonosari, Gunungkidul","Baleharjo","Wonosari","Pemda DATI II",9.1,"Control Landfill","-",2021,17600,"Kombinasi timbangan dengan Komputer (excel / tidak otomatis)","Ada dan berfungsi dengan baik","Tujuh hari sekali atau Seminggu Sekali",2,"Ada, Instalasi Pengolahan Air Lindi (IPAL) di TPA berupa kolam pengendapan dan proses biologi, masih berfungsi baik dan terawat.",1,"ADA","Untuk Bahan Bakar",10]
[null,2022,2,"D.I. Yogyakarta","Kab. Gunungkidul","TPA Wukirsari","TPA Pemda (Non Regional)","A",18286.5,17921.5,73,182.5,109.5,0.05,"Wukirsari, Baleharjo, Wonosari, Gunungkidul","Baleharjo","Wonosari","Pemda DATI II",9.1,"Control Landfill","-",2021,17600,"Kombinasi timbangan dengan Komputer (excel / tidak otomatis)","Ada dan berfungsi dengan baik","Tujuh hari sekali atau Seminggu Sekali",2,"Ada, Instalasi Pengolahan Air Lindi (IPAL) di TPA berupa kolam pengendapan dan proses biologi, masih berfungsi baik dan terawat.",1,"ADA","Untuk Bahan Bakar",10]
[null,2022,2,"D.I. Yogyakarta","Kota Yogyakarta","TPST Piyungan (Regional)","TPA Regional","A",97086.35,92134.39,0,0,4951.96,0,"Ngablak","Sitimulyo","Piyungan","Pemda DATI I",12.5,"Open Dumping","-","-",100,"Otomatis Komputerisasi (Aplikasi Khusus TPA)","Ada dan berfungsi dengan baik","Tidak ditutup sama sekali","-","Ada, Instalasi Pengolahan Air Lindi (IPAL) di TPA tetapi sudah rusak atau tidak berfungsi dengan baik dan tidak terawat","-","TIDAK ADA","Tidak ada. Gas Metana dibakar.","-"]
[null,2022,2,"Jawa Timur","Kab. Pacitan","TPA DADAPAN","TPA Pemda (Non Regional)","A",13756.85,13690.95,1.03,0,64.87,0,"Jl. Solo - Pacitan RT.04 RW.06","Dadapan","Pringkuku","Pemda DATI II",6.88,"Control Landfill","1 Januari 2016",30,6000,"Kombinasi timbangan dengan Komputer (excel / tidak otomatis)","Ada dan berfungsi dengan baik","Tujuh hari sekali atau Seminggu Sekali",2,"Ada, Instalasi Pengolahan Air Lindi (IPAL) di TPA berupa kolam pengendapan dan proses biologi, masih berfungsi baik dan terawat.",12,"ADA","Untuk Bahan Bakar","-"]
[null,2022,2,"Jawa Timur","Kab. Pacitan","TPA DADAPAN","TPA Pemda (Non Regional)","A",13756.85,13690.95,1.03,0,64.87,0,"Jl. Solo - Pacitan RT.04 RW.06","Dadapan","Pringkuku","Pemda DATI II",6.88,"Control Landfill","1 Januari 2016",30,6000,"Kombinasi timbangan dengan Komputer (excel / tidak otomatis)","Ada dan berfungsi dengan baik","Tujuh hari sekali atau Seminggu Sekali",2,"Ada, Instalasi Pengolahan Air Lindi (IPAL) di TPA berupa kolam pengendapan dan proses biologi, masih berfungsi baik dan terawat.",12,"ADA","Untuk Bahan Bakar","-"]
[null,2022,2,"Jawa Timur","Kab. Ponorogo","TPA Mrican","TPA Pemda (Non Regional)","A",83950,81395,1095,0,1460,0,"Mrican","Mrican","Jenangan","Pemda DATI II",2.2200000000000002,"Control Landfill","-",2020,0,"Kombinasi timbangan dengan Komputer (excel / tidak otomatis)","Ada dan berfungsi dengan baik","Sebulan sekali",2,"-",1,"ADA","Untuk Bahan Bakar","-"]
[null,2022,2,"Jawa Timur","Kab. Ponorogo","TPA Mrican","TPA Pemda (Non Regional)","A",83950,81395,1095,0,1460,0,"Mrican","Mrican","Jenangan","Pemda DATI II",2.2200000000000002,"Control Landfill","-",2020,0,"Kombinasi timbangan dengan Komputer (excel / tidak otomatis)","Ada dan berfungsi dengan baik","Sebulan sekali",2,"-",1,"ADA","Untuk Bahan Bakar","-"]
[null,2022,2,"Jawa Timur","Kab. Trenggalek","TPA Srabah","TPA Pemda (Non Regional)","A",57305,52195,2555,1460,1095,0,"KAB. TRENGGALEK",null,null,"Pemda DATI II",4,"Control Landfill","-","-",30000,"Kombinasi timbangan dengan Komputer (excel / tidak otomatis)","Ada dan berfungsi dengan baik","Tujuh hari sekali atau Seminggu Sekali",5,"Ada, Instalasi Pengolahan Air Lindi (IPAL) di TPA berupa kolam pengendapan dan proses biologi, masih berfungsi baik dan terawat.","-","ADA","Untuk Bahan Bakar",20]
[null,2022,2,"Jawa Timur","Kab. Trenggalek","TPA Srabah","TPA Pemda (Non Regional)","A",57305,52195,2555,1460,1095,0,"KAB. TRENGGALEK",null,null,"Pemda DATI II",4,"Control Landfill","-","-",30000,"Kombinasi timbangan dengan Komputer (excel / tidak otomatis)","Ada dan berfungsi dengan baik","Tujuh hari sekali atau Seminggu Sekali",5,"Ada, Instalasi Pengolahan Air Lindi (IPAL) di TPA berupa kolam pengendapan dan proses biologi, masih berfungsi baik dan terawat.","-","ADA","Untuk Bahan Bakar",20]
[null,2022,2,"Jawa Timur","Kab. Tulungagung","SEGAWE","TPA Pemda (Non Regional)","A",41975,33799,2956.5,0,5219.5,0,"SUWARU, SEGAWE, PAGERWOJO, KAB. TULUNGAGUNG","SEGAWE","PAGERWOJO","Pemda DATI II",5.5,"Sanitary Landfill","3/1/1992","-",18111,"Kombinasi timbangan dengan Komputer (excel / tidak otomatis)","Ada dan berfungsi dengan baik","Sebulan sekali",3,"Ada, Instalasi Pengolahan Air Lindi (IPAL) di TPA tetapi sudah rusak atau tidak berfungsi dengan baik dan tidak terawat",2,"ADA","-","-"]
[null,2022,2,"Jawa Timur","Kab. Tulungagung","SEGAWE","TPA Pemda (Non Regional)","A",41975,33799,2956.5,0,5219.5,0,"SUWARU, SEGAWE, PAGERWOJO, KAB. TULUNGAGUNG","SEGAWE","PAGERWOJO","Pemda DATI II",5.5,"Sanitary Landfill","3/1/1992","-",18111,"Kombinasi timbangan dengan Komputer (excel / tidak otomatis)","Ada dan berfungsi dengan baik","Sebulan sekali",3,"Ada, Instalasi Pengolahan Air Lindi (IPAL) di TPA tetapi sudah rusak atau tidak berfungsi dengan baik dan tidak terawat",2,"ADA","-","-"]
[null,2022,2,"Jawa Timur","Kab. Blitar","TPA TEGALASRI","TPA Pemda (Non Regional)","A",76293.03,76221.8,54.75,5.53,10.95,0,"Jalan","DUSUN TEGALASRI","WLINGI","Pemda DATI II",1.41,"Control Landfill",1994,"-",84.6,"Manual Book","Tidak Ada","Tiga atau Empat Bulan Sekali",2,"Ada, Instalasi Pengolahan Air Lindi (IPAL) di TPA hanya berupa kolam pengendapan saja tanpa proses biologi atau proses kimia, masih berfungsi baik dan terawat.",2,"ADA","Untuk Bahan Bakar",15]
[null,2022,2,"Jawa Timur","Kab. Blitar","TPA TEGALASRI","TPA Pemda (Non Regional)","A",76293.03,76221.8,54.75,5.53,10.95,0,"Jalan","DUSUN TEGALASRI","WLINGI","Pemda DATI II",1.41,"Control Landfill",1994,"-",84.6,"Manual Book","Tidak Ada","Tiga atau Empat Bulan Sekali",2,"Ada, Instalasi Pengolahan Air Lindi (IPAL) di TPA hanya berupa kolam pengendapan saja tanpa proses biologi atau proses kimia, masih berfungsi baik dan terawat.",2,"ADA","Untuk Bahan Bakar",15]
[null,2022,2,"Jawa Timur","Kab. Kediri","TPAS SEKOTO","TPA Pemda (Non Regional)","A",44356.63,40341.629999999997,1277.5,1825,912.5,0,"dsn Genukwatu","Sekoto","Badas","Pemda DATI II",8,"Sanitary Landfill",2021,2026,18000,"Kombinasi timbangan dengan Komputer (excel / tidak otomatis)","Ada dan berfungsi dengan baik","Tiga hari sekali atau seminggu dua kali",3,"Ada, Instalasi Pengolahan Air Lindi (IPAL) di TPA berupa kolam pengendapan dan proses biologi serta proses kimia, masih berfungsi baik dan terawat.",1,"ADA","Tidak ada. Gas Metana dibakar.","-"]
[null,2022,2,"Jawa Timur","Kab. Kediri","TPAS SEKOTO","TPA Pemda (Non Regional)","A",44356.63,40341.629999999997,1277.5,1825,912.5,0,"dsn Genukwatu","Sekoto","Badas","Pemda DATI II",8,"Sanitary Landfill",2021,2026,18000,"Kombinasi timbangan dengan Komputer (excel / tidak otomatis)","Ada dan berfungsi dengan baik","Tiga hari sekali atau seminggu dua kali",3,"Ada, Instalasi Pengolahan Air Lindi (IPAL) di TPA berupa kolam pengendapan dan proses biologi serta proses kimia, masih berfungsi baik dan terawat.",1,"ADA","Tidak ada. Gas Metana dibakar.","-"]
[null,2022,2,"Jawa Timur","Kab. Malang","TPA PARAS PONCOKUSUMO","TPA Pemda (Non Regional)","A",38325,38325,0,0,0,0,"Jln. Raya Paras RT 23 RW 05","DESA KARANG NONGKO","KECAMATAN PONCOKUSUMO","Pemda DATI II",4.5599999999999996,"Control Landfill",1995,"-",778,"Manual Book","Tidak Ada","Dua minggu sekali","-","-","-","TIDAK ADA","Tidak ada. Melepas gas Metana ke udara.",160]
[null,2022,2,"Jawa Timur","Kab. Malang","TPA Randuagung","TPA Pemda (Non Regional)","A",36237.199999999997,36237.199999999997,0,0,0,0,"Jln. Gondang RT 02 RW 04","Desa Randuagung","Singosari","Lainnya",456,"Control Landfill","-","-",317000,"Manual Book","Tidak Ada","Tiga hari sekali atau seminggu dua kali","-","Ada, Instalasi Pengolahan Air Lindi (IPAL) di TPA hanya berupa kolam pengendapan saja tanpa proses biologi atau proses kimia, masih berfungsi baik dan terawat.","-","TIDAK ADA","-","-"]
[null,2022,2,"Jawa Timur","Kab. Malang","TPA SAMPAH WISATA EDUKASI TALANGAGUNG KEPANJEN","TPA Pemda (Non Regional)","A",70445,70445,0,0,0,0,"Jln. Dusun Kasin RT 01 RW 03","Desa Talangagung","Kepanjen","Pemda DATI II",99999.99,"Control Landfill","1 Januari 1991","-",2000,"Kombinasi timbangan dengan Komputer (excel / tidak otomatis)","Ada dan berfungsi dengan baik","Setiap hari",5,"Ada, Instalasi Pengolahan Air Lindi (IPAL) di TPA hanya berupa kolam pengendapan saja tanpa proses biologi atau proses kimia, masih berfungsi baik dan terawat.",2,"ADA","Tidak ada. Melepas gas Metana ke udara.","-"]
[null,2022,2,"Jawa Timur","Kab. Malang","TPA PARAS PONCOKUSUMO","TPA Pemda (Non Regional)","A",38325,38325,0,0,0,0,"Jln. Raya Paras RT 23 RW 05","DESA KARANG NONGKO","KECAMATAN PONCOKUSUMO","Pemda DATI II",4.5599999999999996,"Control Landfill",1995,"-",778,"Manual Book","Tidak Ada","Dua minggu sekali","-","-","-","TIDAK ADA","Tidak ada. Melepas gas Metana ke udara.",160]
[null,2022,2,"Jawa Timur","Kab. Malang","TPA Randuagung","TPA Pemda (Non Regional)","A",36237.199999999997,36237.199999999997,0,0,0,0,"Jln. Gondang RT 02 RW 04","Desa Randuagung","Singosari","Lainnya",456,"Control Landfill","-","-",317000,"Manual Book","Tidak Ada","Tiga hari sekali atau seminggu dua kali","-","Ada, Instalasi Pengolahan Air Lindi (IPAL) di TPA hanya berupa kolam pengendapan saja tanpa proses biologi atau proses kimia, masih berfungsi baik dan terawat.","-","TIDAK ADA","-","-"]
[null,2022,2,"Jawa Timur","Kab. Malang","TPA SAMPAH WISATA EDUKASI TALANGAGUNG KEPANJEN","TPA Pemda (Non Regional)","A",70445,70445,0,0,0,0,"Jln. Dusun Kasin RT 01 RW 03","Desa Talangagung","Kepanjen","Pemda DATI II",99999.99,"Control Landfill","1 Januari 1991","-",2000,"Kombinasi timbangan dengan Komputer (excel / tidak otomatis)","Ada dan berfungsi dengan baik","Setiap hari",5,"Ada, Instalasi Pengolahan Air Lindi (IPAL) di TPA hanya berupa kolam pengendapan saja tanpa proses biologi atau proses kimia, masih berfungsi baik dan terawat.",2,"ADA","Tidak ada. Melepas gas Metana ke udara.","-"]
[null,2022,2,"Jawa Timur","Kab. Lumajang","TPA LEMPENI","TPA Pemda (Non Regional)","A",66576,49275,5986,0,11315,0,"Jalan Raya Tempeh","LEMPENI","TEMPEH","Pemda DATI II",6.69,"Control Landfill",2016,2023,"-","Manual Book","Ada tapi sedang rusak","Tiga hari sekali atau seminggu dua kali",4,"Ada, Instalasi Pengolahan Air Lindi (IPAL) di TPA hanya berupa kolam pengendapan saja tanpa proses biologi atau proses kimia, masih berfungsi baik dan terawat.",12,"ADA","Tidak ada. Melepas gas Metana ke udara.","-"]
[null,2022,2,"Jawa Timur","Kab. Lumajang","TPA LEMPENI","TPA Pemda (Non Regional)","A",66576,49275,5986,0,11315,0,"Jalan Raya Tempeh","LEMPENI","TEMPEH","Pemda DATI II",6.69,"Control Landfill",2016,2023,"-","Manual Book","Ada tapi sedang rusak","Tiga hari sekali atau seminggu dua kali",4,"Ada, Instalasi Pengolahan Air Lindi (IPAL) di TPA hanya berupa kolam pengendapan saja tanpa proses biologi atau proses kimia, masih berfungsi baik dan terawat.",12,"ADA","Tidak ada. Melepas gas Metana ke udara.","-"]
[null,2022,2,"Jawa Timur","Kab. Jember","TPA Kencong","TPA Pemda (Non Regional)","A",16425,16096.5,0,0,328.5,0,"Ds. Kraton, Kec.Kencong",null,null,"Pemda DATI II",1.5,"Control Landfill","-","-",9999999.9900000002,"Manual Book","Tidak Ada","Tiga atau Empat Bulan Sekali","-","Tidak ada Instalasi Pengolahan Air Lindi (IPAL) di TPA","-","TIDAK ADA","-","-"]
[null,2022,2,"Jawa Timur","Kab. Jember","TPA Ambulu","TPA Pemda (Non Regional)","A",12775,12446.5,0,0,328.5,0,"Ds Langon, Kec.Ambulu",null,null,"Pemda DATI II",1.5,"Control Landfill","-","-",1.4,"Manual Book","Tidak Ada","Setahun Sekali","-","Tidak ada Instalasi Pengolahan Air Lindi (IPAL) di TPA","-","TIDAK ADA","-","-"]
[null,2022,2,"Jawa Timur","Kab. Jember","TPA PAKUSARI","TPA Pemda (Non Regional)","A",67890,62707,547.5,2117,2518.5,0,"DUSUN LAMPARAN",null,null,"Pemda DATI II",68,"Control Landfill","-","-",32,"Kombinasi timbangan dengan Komputer (excel / tidak otomatis)","Ada dan berfungsi dengan baik","Sebulan sekali",4,"Ada, Instalasi Pengolahan Air Lindi (IPAL) di TPA hanya berupa kolam pengendapan saja tanpa proses biologi atau proses kimia, masih berfungsi baik dan terawat.","-","ADA","Untuk Bahan Bakar",4]
[null,2022,2,"Jawa Timur","Kab. Jember","TPA Tanggul","TPA Pemda (Non Regional)","A",1825,1496.5,0,0,328.5,0,"Ds.Manggisan Kec.Tanggul",null,null,"Pemda DATI II",2,"Control Landfill","-","-",1.4,"Manual Book","Tidak Ada","Tiga atau Empat Bulan Sekali","-","Tidak ada Instalasi Pengolahan Air Lindi (IPAL) di TPA","-","TIDAK ADA","-","-"]
[null,2022,2,"Jawa Timur","Kab. Jember","TPA Kencong","TPA Pemda (Non Regional)","A",16425,16096.5,0,0,328.5,0,"Ds. Kraton, Kec.Kencong",null,null,"Pemda DATI II",1.5,"Control Landfill","-","-",9999999.9900000002,"Manual Book","Tidak Ada","Tiga atau Empat Bulan Sekali","-","Tidak ada Instalasi Pengolahan Air Lindi (IPAL) di TPA","-","TIDAK ADA","-","-"]
[null,2022,2,"Jawa Timur","Kab. Jember","TPA Ambulu","TPA Pemda (Non Regional)","A",12775,12446.5,0,0,328.5,0,"Ds Langon, Kec.Ambulu",null,null,"Pemda DATI II",1.5,"Control Landfill","-","-",1.4,"Manual Book","Tidak Ada","Setahun Sekali","-","Tidak ada Instalasi Pengolahan Air Lindi (IPAL) di TPA","-","TIDAK ADA","-","-"]
[null,2022,2,"Jawa Timur","Kab. Jember","TPA PAKUSARI","TPA Pemda (Non Regional)","A",67890,62707,547.5,2117,2518.5,0,"DUSUN LAMPARAN",null,null,"Pemda DATI II",68,"Control Landfill","-","-",32,"Kombinasi timbangan dengan Komputer (excel / tidak otomatis)","Ada dan berfungsi dengan baik","Sebulan sekali",4,"Ada, Instalasi Pengolahan Air Lindi (IPAL) di TPA hanya berupa kolam pengendapan saja tanpa proses biologi atau proses kimia, masih berfungsi baik dan terawat.","-","ADA","Untuk Bahan Bakar",4]
[null,2022,2,"Jawa Timur","Kab. Jember","TPA Tanggul","TPA Pemda (Non Regional)","A",1825,1496.5,0,0,328.5,0,"Ds.Manggisan Kec.Tanggul",null,null,"Pemda DATI II",2,"Control Landfill","-","-",1.4,"Manual Book","Tidak Ada","Tiga atau Empat Bulan Sekali","-","Tidak ada Instalasi Pengolahan Air Lindi (IPAL) di TPA","-","TIDAK ADA","-","-"]
[null,2022,2,"Jawa Timur","Kab. Banyuwangi","TPA Tegalwero","TPA Pemda (Non Regional)","A",48822.400000000001,24202.46,24445.38,0,174.56,0,"Jalan","Tegalwero","Banyuwangi",null,0,"-","-","-","-","-","-","-","-","-","-","TIDAK ADA","-","-"]
[null,2022,2,"Jawa Timur","Kab. Banyuwangi","TPA Tegalwero","TPA Pemda (Non Regional)","A",48822.400000000001,24202.46,24445.38,0,174.56,0,"Jalan","Tegalwero","Banyuwangi",null,0,"-","-","-","-","-","-","-","-","-","-","TIDAK ADA","-","-"]
[null,2022,2,"Jawa Timur","Kab. Situbondo","TPA Sliwung","TPA Pemda (Non Regional)","A",51511.57,19026.57,20075,5840,6570,0,"Sliwung RT 6 RW 3","Sliwung","Panji",null,51,"Sanitary Landfill",1990,"-",8904,"Otomatis Komputerisasi (Aplikasi Khusus TPA)","Ada dan berfungsi dengan baik","Sebulan sekali",3,"Ada, Instalasi Pengolahan Air Lindi (IPAL) di TPA berupa kolam pengendapan dan proses biologi serta proses kimia, masih berfungsi baik dan terawat.",2,"ADA","Untuk Energi Listrik",24]
[null,2022,2,"Jawa Timur","Kab. Situbondo","TPA Sliwung","TPA Pemda (Non Regional)","A",51511.57,19026.57,20075,5840,6570,0,"Sliwung RT 6 RW 3","Sliwung","Panji",null,51,"Sanitary Landfill",1990,"-",8904,"Otomatis Komputerisasi (Aplikasi Khusus TPA)","Ada dan berfungsi dengan baik","Sebulan sekali",3,"Ada, Instalasi Pengolahan Air Lindi (IPAL) di TPA berupa kolam pengendapan dan proses biologi serta proses kimia, masih berfungsi baik dan terawat.",2,"ADA","Untuk Energi Listrik",24]
[null,2022,1,"Jawa Timur","Kab. Mojokerto","TPA Belahan Tengah","TPA Pemda (Non Regional)","A",7053.63,7053.63,0,0,0,0,"Ds. Belahan Tengah",null,null,"Pemda DATI II",4,"Sanitary Landfill","-","-",12.5,"Manual Book","Ada dan berfungsi dengan baik","-",12,"Ada, Instalasi Pengolahan Air Lindi (IPAL) di TPA berupa kolam pengendapan dan proses biologi, masih berfungsi baik dan terawat.",12,"ADA","Untuk Bahan Bakar","-"]
[null,2022,1,"Jawa Timur","Kab. Mojokerto","TPA Belahan Tengah","TPA Pemda (Non Regional)","A",7053.63,7053.63,0,0,0,0,"Ds. Belahan Tengah",null,null,"Pemda DATI II",4,"Sanitary Landfill","-","-",12.5,"Manual Book","Ada dan berfungsi dengan baik","-",12,"Ada, Instalasi Pengolahan Air Lindi (IPAL) di TPA berupa kolam pengendapan dan proses biologi, masih berfungsi baik dan terawat.",12,"ADA","Untuk Bahan Bakar","-"]
[null,2022,2,"Jawa Timur","Kab. Mojokerto","TPA Karangdiyeng Ibukota Kabupaten","TPA Pemda (Non Regional)","A",24634.36,24614.12,2.81,0,17.43,0,"Desa Karangdiyeng, Kecamatan Kutorejo",null,null,"Pemda DATI II",4.2,"Control Landfill","-","-",2775,"Manual Book","Ada dan berfungsi dengan baik","Tujuh hari sekali atau Seminggu Sekali","-","Ada, Instalasi Pengolahan Air Lindi (IPAL) di TPA hanya berupa kolam pengendapan saja tanpa proses biologi atau proses kimia, masih berfungsi baik dan terawat.","-","ADA","-","-"]
[null,2022,2,"Jawa Timur","Kab. Mojokerto","TPA Karangdiyeng","TPA Pemda (Non Regional)","A",24634.36,24634.36,0,0,0,0,"Desa Karangdiyeng, Kecamatan Kutorejo",null,null,"Pemda DATI II",4.2,"Control Landfill","-","-",2775,"Otomatis Komputerisasi (Aplikasi Khusus TPA)","Ada dan berfungsi dengan baik","Tujuh hari sekali atau Seminggu Sekali",4,"Ada, Instalasi Pengolahan Air Lindi (IPAL) di TPA berupa kolam pengendapan dan proses biologi serta proses kimia, masih berfungsi baik dan terawat.",12,"ADA","-","-"]
[null,2022,2,"Jawa Timur","Kab. Mojokerto","TPA Karangdiyeng Ibukota Kabupaten","TPA Pemda (Non Regional)","A",24634.36,24614.12,2.81,0,17.43,0,"Desa Karangdiyeng, Kecamatan Kutorejo",null,null,"Pemda DATI II",4.2,"Control Landfill","-","-",2775,"Manual Book","Ada dan berfungsi dengan baik","Tujuh hari sekali atau Seminggu Sekali","-","Ada, Instalasi Pengolahan Air Lindi (IPAL) di TPA hanya berupa kolam pengendapan saja tanpa proses biologi atau proses kimia, masih berfungsi baik dan terawat.","-","ADA","-","-"]
[null,2022,2,"Jawa Timur","Kab. Mojokerto","TPA Karangdiyeng","TPA Pemda (Non Regional)","A",24634.36,24634.36,0,0,0,0,"Desa Karangdiyeng, Kecamatan Kutorejo",null,null,"Pemda DATI II",4.2,"Control Landfill","-","-",2775,"Otomatis Komputerisasi (Aplikasi Khusus TPA)","Ada dan berfungsi dengan baik","Tujuh hari sekali atau Seminggu Sekali",4,"Ada, Instalasi Pengolahan Air Lindi (IPAL) di TPA berupa kolam pengendapan dan proses biologi serta proses kimia, masih berfungsi baik dan terawat.",12,"ADA","-","-"]
[null,2022,2,"Jawa Timur","Kab. Jombang","TPA Banjardowo","TPA Pemda (Non Regional)","A",53801,51976,1095,730,0,0,"Desa Banjardowo","Banjardowo","Jombang","Pemda DATI II",39.24,"Control Landfill",1994,"-",44412,"Otomatis Komputerisasi (Aplikasi Khusus TPA)","Ada dan berfungsi dengan baik","Tujuh hari sekali atau Seminggu Sekali",2,"Ada, Instalasi Pengolahan Air Lindi (IPAL) di TPA berupa kolam pengendapan dan proses biologi, masih berfungsi baik dan terawat.",12,"ADA","Tidak ada. Melepas gas Metana ke udara.","-"]
[null,2022,2,"Jawa Timur","Kab. Jombang","TPA Banjardowo","TPA Pemda (Non Regional)","A",53801,51976,1095,730,0,0,"Desa Banjardowo","Banjardowo","Jombang","Pemda DATI II",39.24,"Control Landfill",1994,"-",44412,"Otomatis Komputerisasi (Aplikasi Khusus TPA)","Ada dan berfungsi dengan baik","Tujuh hari sekali atau Seminggu Sekali",2,"Ada, Instalasi Pengolahan Air Lindi (IPAL) di TPA berupa kolam pengendapan dan proses biologi, masih berfungsi baik dan terawat.",12,"ADA","Tidak ada. Melepas gas Metana ke udara.","-"]
[null,2022,2,"Jawa Timur","Kab. Nganjuk","TPA Pandantoyo","TPA Pemda (Non Regional)","A",5475,3368.95,365,646.04999999999995,1095,0,"Jl. Pandantoyo","Pandantoyo","Kertosono",null,0,"Control Landfill","-","-",4000,"Manual Book","Tidak Ada","Dua minggu sekali",1,"Ada, Instalasi Pengolahan Air Lindi (IPAL) di TPA tetapi sudah rusak atau tidak berfungsi dengan baik dan tidak terawat","-","ADA","-","-"]
[null,2022,2,"Jawa Timur","Kab. Nganjuk","TPA Bendil","TPA Pemda (Non Regional)","A",3650,1898,365,657,730,0,"Jl. Bendil","Berbek","Nganjuk","Pemda DATI II",1,"Control Landfill","-","-",4000,"Manual Book","Tidak Ada","Dua minggu sekali",1,"Ada, Instalasi Pengolahan Air Lindi (IPAL) di TPA tetapi sudah rusak atau tidak berfungsi dengan baik dan tidak terawat","-","ADA","-","-"]
[null,2022,2,"Jawa Timur","Kab. Nganjuk","TPA Kedungdowo","TPA Pemda (Non Regional)","A",18374.099999999999,14359.1,1825,547.5,1642.5,0,"Jl. Kedungdowo","Kedungdowo","Nganjuk",null,0,"Control Landfill","-","-",8050,"Kombinasi timbangan dengan Komputer (excel / tidak otomatis)","Ada dan berfungsi dengan baik","Dua minggu sekali",2,"Ada, Instalasi Pengolahan Air Lindi (IPAL) di TPA berupa kolam pengendapan dan proses biologi, masih berfungsi baik dan terawat.",1,"ADA","Tidak ada. Melepas gas Metana ke udara.","-"]
[null,2022,2,"Jawa Timur","Kab. Nganjuk","TPA Pandantoyo","TPA Pemda (Non Regional)","A",5475,3368.95,365,646.04999999999995,1095,0,"Jl. Pandantoyo","Pandantoyo","Kertosono",null,0,"Control Landfill","-","-",4000,"Manual Book","Tidak Ada","Dua minggu sekali",1,"Ada, Instalasi Pengolahan Air Lindi (IPAL) di TPA tetapi sudah rusak atau tidak berfungsi dengan baik dan tidak terawat","-","ADA","-","-"]
[null,2022,2,"Jawa Timur","Kab. Nganjuk","TPA Bendil","TPA Pemda (Non Regional)","A",3650,1898,365,657,730,0,"Jl. Bendil","Berbek","Nganjuk","Pemda DATI II",1,"Control Landfill","-","-",4000,"Manual Book","Tidak Ada","Dua minggu sekali",1,"Ada, Instalasi Pengolahan Air Lindi (IPAL) di TPA tetapi sudah rusak atau tidak berfungsi dengan baik dan tidak terawat","-","ADA","-","-"]
[null,2022,2,"Jawa Timur","Kab. Nganjuk","TPA Kedungdowo","TPA Pemda (Non Regional)","A",18374.099999999999,14359.1,1825,547.5,1642.5,0,"Jl. Kedungdowo","Kedungdowo","Nganjuk",null,0,"Control Landfill","-","-",8050,"Kombinasi timbangan dengan Komputer (excel / tidak otomatis)","Ada dan berfungsi dengan baik","Dua minggu sekali",2,"Ada, Instalasi Pengolahan Air Lindi (IPAL) di TPA berupa kolam pengendapan dan proses biologi, masih berfungsi baik dan terawat.",1,"ADA","Tidak ada. Melepas gas Metana ke udara.","-"]
[null,2022,2,"Jawa Timur","Kab. Magetan","Milangasri","TPA Pemda (Non Regional)","A",16005.25,16003.42,0,0,1.83,0,"Waru Wetan","Milangasri","Panekan","Pemda DATI II",4.2,"Control Landfill","-","-",500,"Kombinasi timbangan dengan Komputer (excel / tidak otomatis)","-","Sebulan sekali",3,"Ada, Instalasi Pengolahan Air Lindi (IPAL) di TPA berupa kolam pengendapan dan proses biologi serta proses kimia, masih berfungsi baik dan terawat.","-","ADA","-","-"]
[null,2022,2,"Jawa Timur","Kab. Ngawi","TPA Dadapan Kendal","TPA Pemda (Non Regional)","A",2920,2409,0,0,511,0,"Ds.Dadapan Kec. Kendal",null,null,"Pemda DATI II",0,"Open Dumping","-","-","-","-","Tidak Ada","Tidak ditutup sama sekali","-","Tidak ada Instalasi Pengolahan Air Lindi (IPAL) di TPA","-","TIDAK ADA","-","-"]
[null,2022,2,"Jawa Timur","Kab. Ngawi","TPA Mantingan","TPA Pemda (Non Regional)","A",5110,4818,0,0,292,0,"Jatimulyo","Jatimulyo","Mantingan","Pemda DATI II",0.54,"Open Dumping",2016,2026,"-","Manual Book","Tidak Ada","Tidak ditutup sama sekali","-","Tidak ada Instalasi Pengolahan Air Lindi (IPAL) di TPA","-","ADA","-","-"]
[null,2022,2,"Jawa Timur","Kab. Ngawi","TPA Karangjati","TPA Pemda (Non Regional)","A",5840,5402,0,0,438,0,"Legundi","Legundi","Karangjati","Pemda DATI II",0.09,"Open Dumping",2015,2025,"-","-","Tidak Ada","Tidak ditutup sama sekali","-","Tidak ada Instalasi Pengolahan Air Lindi (IPAL) di TPA","-","TIDAK ADA","-","-"]
[null,2022,2,"Jawa Timur","Kab. Ngawi","TPA Selopuro","TPA Pemda (Non Regional)","A",14052.5,11205.5,1022,657,1168,0,"Ds. Selopuro Kec. Pitu Kab. Ngawi","Selopuro","Pitu","Pemda DATI II",5,"Control Landfill",1995,2015,10000,"Otomatis Komputerisasi (Aplikasi Khusus TPA)","Ada dan berfungsi dengan baik","Sebulan sekali",4,"Ada, Instalasi Pengolahan Air Lindi (IPAL) di TPA hanya berupa kolam pengendapan saja tanpa proses biologi atau proses kimia, masih berfungsi baik dan terawat.","-","ADA","Untuk Bahan Bakar",20]
[null,2022,2,"Jawa Timur","Kab. Ngawi","TPA Dadapan Kendal","TPA Pemda (Non Regional)","A",2920,2409,0,0,511,0,"Ds.Dadapan Kec. Kendal",null,null,"Pemda DATI II",0,"Open Dumping","-","-","-","-","Tidak Ada","Tidak ditutup sama sekali","-","Tidak ada Instalasi Pengolahan Air Lindi (IPAL) di TPA","-","TIDAK ADA","-","-"]
[null,2022,2,"Jawa Timur","Kab. Ngawi","TPA Mantingan","TPA Pemda (Non Regional)","A",5110,4818,0,0,292,0,"Jatimulyo","Jatimulyo","Mantingan","Pemda DATI II",0.54,"Open Dumping",2016,2026,"-","Manual Book","Tidak Ada","Tidak ditutup sama sekali","-","Tidak ada Instalasi Pengolahan Air Lindi (IPAL) di TPA","-","ADA","-","-"]
[null,2022,2,"Jawa Timur","Kab. Ngawi","TPA Karangjati","TPA Pemda (Non Regional)","A",5840,5402,0,0,438,0,"Legundi","Legundi","Karangjati","Pemda DATI II",0.09,"Open Dumping",2015,2025,"-","-","Tidak Ada","Tidak ditutup sama sekali","-","Tidak ada Instalasi Pengolahan Air Lindi (IPAL) di TPA","-","TIDAK ADA","-","-"]
[null,2022,2,"Jawa Timur","Kab. Ngawi","TPA Selopuro","TPA Pemda (Non Regional)","A",14052.5,11205.5,1022,657,1168,0,"Ds. Selopuro Kec. Pitu Kab. Ngawi","Selopuro","Pitu","Pemda DATI II",5,"Control Landfill",1995,2015,10000,"Otomatis Komputerisasi (Aplikasi Khusus TPA)","Ada dan berfungsi dengan baik","Sebulan sekali",4,"Ada, Instalasi Pengolahan Air Lindi (IPAL) di TPA hanya berupa kolam pengendapan saja tanpa proses biologi atau proses kimia, masih berfungsi baik dan terawat.","-","ADA","Untuk Bahan Bakar",20]
[null,2022,2,"Jawa Timur","Kab. Bojonegoro","TPA Bandungrejo","TPA Pemda (Non Regional)","A",62.05,62.05,0,0,0,0,"ngasem",null,null,"Lainnya",0,"-","-","-","-","-","-","-","-","-","-","TIDAK ADA","-","-"]
[null,2022,2,"Jawa Timur","Kab. Bojonegoro","TPA Banjarsari","TPA Pemda (Non Regional)","A",22430.7,20299.099999999999,1168,0,963.6,0,"jl tugu","banjarsari","trucuk","Lainnya",4.95,"Sanitary Landfill","4/21/1991",2018,20000,"Otomatis Komputerisasi (Aplikasi Khusus TPA)","Ada dan berfungsi dengan baik","Tujuh hari sekali atau Seminggu Sekali",4,"Ada, Instalasi Pengolahan Air Lindi (IPAL) di TPA berupa kolam pengendapan dan proses biologi, masih berfungsi baik dan terawat.",12,"ADA","Untuk Energi Listrik","-"]
[null,2022,2,"Jawa Timur","Kab. Bojonegoro","TPA Bandungrejo","TPA Pemda (Non Regional)","A",62.05,62.05,0,0,0,0,"ngasem",null,null,"Lainnya",0,"-","-","-","-","-","-","-","-","-","-","TIDAK ADA","-","-"]
[null,2022,2,"Jawa Timur","Kab. Bojonegoro","TPA Banjarsari","TPA Pemda (Non Regional)","A",22430.7,20299.099999999999,1168,0,963.6,0,"jl tugu","banjarsari","trucuk","Lainnya",4.95,"Sanitary Landfill","4/21/1991",2018,20000,"Otomatis Komputerisasi (Aplikasi Khusus TPA)","Ada dan berfungsi dengan baik","Tujuh hari sekali atau Seminggu Sekali",4,"Ada, Instalasi Pengolahan Air Lindi (IPAL) di TPA berupa kolam pengendapan dan proses biologi, masih berfungsi baik dan terawat.",12,"ADA","Untuk Energi Listrik","-"]
[null,2022,2,"Jawa Timur","Kab. Tuban","TPA Gunung Panggung","TPA Pemda (Non Regional)","A",52925,20075,11680,16790,4380,0,"Jl. Kebersihan","Gedongombo","Semanding","Pemda DATI II",3.8,"Control Landfill","1-01-2011",2025,10000,"Otomatis Komputerisasi (Aplikasi Khusus TPA)","Ada dan berfungsi dengan baik","Tujuh hari sekali atau Seminggu Sekali",2,"Ada, Instalasi Pengolahan Air Lindi (IPAL) di TPA hanya berupa kolam pengendapan saja tanpa proses biologi atau proses kimia, masih berfungsi baik dan terawat.",12,"ADA","Untuk Bahan Bakar","-"]
[null,2022,2,"Jawa Timur","Kab. Tuban","TPA Gunung Panggung","TPA Pemda (Non Regional)","A",52925,20075,11680,16790,4380,0,"Jl. Kebersihan","Gedongombo","Semanding","Pemda DATI II",3.8,"Control Landfill","1-01-2011",2025,10000,"Otomatis Komputerisasi (Aplikasi Khusus TPA)","Ada dan berfungsi dengan baik","Tujuh hari sekali atau Seminggu Sekali",2,"Ada, Instalasi Pengolahan Air Lindi (IPAL) di TPA hanya berupa kolam pengendapan saja tanpa proses biologi atau proses kimia, masih berfungsi baik dan terawat.",12,"ADA","Untuk Bahan Bakar","-"]
[null,2022,2,"Jawa Timur","Kab. Lamongan","TPA TAMBAKRIGADUNG","TPA Pemda (Non Regional)","A",21900,3467.5,3650,14600,182.5,0,"DESA TAMBAKRIGADUNG, KECAMATAN TIKUNG",null,null,"Pemda DATI II",6.66,"Sanitary Landfill","JUNI 1989","-",20,"Otomatis Komputerisasi (Aplikasi Khusus TPA)","Ada dan berfungsi dengan baik","Setahun Sekali",4,"Ada, Instalasi Pengolahan Air Lindi (IPAL) di TPA hanya berupa kolam pengendapan saja tanpa proses biologi atau proses kimia, masih berfungsi baik dan terawat.","-","ADA","Tidak ada. Melepas gas Metana ke udara.","-"]
[null,2022,2,"Jawa Timur","Kab. Lamongan","TPA TAMBAKRIGADUNG","TPA Pemda (Non Regional)","A",21900,3467.5,3650,14600,182.5,0,"DESA TAMBAKRIGADUNG, KECAMATAN TIKUNG",null,null,"Pemda DATI II",6.66,"Sanitary Landfill","JUNI 1989","-",20,"Otomatis Komputerisasi (Aplikasi Khusus TPA)","Ada dan berfungsi dengan baik","Setahun Sekali",4,"Ada, Instalasi Pengolahan Air Lindi (IPAL) di TPA hanya berupa kolam pengendapan saja tanpa proses biologi atau proses kimia, masih berfungsi baik dan terawat.","-","ADA","Tidak ada. Melepas gas Metana ke udara.","-"]
[null,2022,2,"Jawa Timur","Kab. Gresik","Tpa Ngipik","TPA Pemda (Non Regional)","A",77197.5,73886.95,1674.25,1161.8,474.5,0,"Jl. Prof. Dr. Moh Yamin No. 17 -","Roomo","Gresik","Pemda DATI II",9.5,"Control Landfill","3 Januari",2018,26600,"Kombinasi timbangan dengan Komputer (excel / tidak otomatis)","Ada dan berfungsi dengan baik","Tujuh hari sekali atau Seminggu Sekali",2,"Ada, Instalasi Pengolahan Air Lindi (IPAL) di TPA berupa kolam pengendapan dan proses biologi, masih berfungsi baik dan terawat.",4,"ADA","Untuk Bahan Bakar","-"]
[null,2022,2,"Jawa Timur","Kab. Gresik","Tpa Ngipik","TPA Pemda (Non Regional)","A",77197.5,73886.95,1674.25,1161.8,474.5,0,"Jl. Prof. Dr. Moh Yamin No. 17 -","Roomo","Gresik","Pemda DATI II",9.5,"Control Landfill","3 Januari",2018,26600,"Kombinasi timbangan dengan Komputer (excel / tidak otomatis)","Ada dan berfungsi dengan baik","Tujuh hari sekali atau Seminggu Sekali",2,"Ada, Instalasi Pengolahan Air Lindi (IPAL) di TPA berupa kolam pengendapan dan proses biologi, masih berfungsi baik dan terawat.",4,"ADA","Untuk Bahan Bakar","-"]
[null,2022,2,"Jawa Timur","Kab. Sampang","TPA Gunung Maddah","TPA Pemda (Non Regional)","A",11680,10585,365,365,365,0,"desa Gunung Maddah","Gunung Maddah","Sampang","Pemda DATI II",5,"Control Landfill","15,mei,2000",2025,5000,"Otomatis Komputerisasi (Aplikasi Khusus TPA)","Ada dan berfungsi dengan baik","Tujuh hari sekali atau Seminggu Sekali",2,"Ada, Instalasi Pengolahan Air Lindi (IPAL) di TPA berupa kolam pengendapan dan proses biologi, masih berfungsi baik dan terawat.",4,"ADA","Tidak ada. Gas Metana dibakar.","-"]
[null,2022,2,"Jawa Timur","Kab. Sampang","TPA KETAPANG","TPA Pemda (Non Regional)","A",1825,1825,0,0,0,0,"Jl. Raya Ketapang","Ketapang","Ketapang","Pemda DATI II",3,"Open Dumping","20 Februari 2008",2025,10000,"Manual Book","Tidak Ada","Sebulan sekali","-","Tidak ada Instalasi Pengolahan Air Lindi (IPAL) di TPA","-","TIDAK ADA","-","-"]
[null,2022,2,"Jawa Timur","Kab. Sampang","TPA Gunung Maddah","TPA Pemda (Non Regional)","A",11680,10585,365,365,365,0,"desa Gunung Maddah","Gunung Maddah","Sampang","Pemda DATI II",5,"Control Landfill","15,mei,2000",2025,5000,"Otomatis Komputerisasi (Aplikasi Khusus TPA)","Ada dan berfungsi dengan baik","Tujuh hari sekali atau Seminggu Sekali",2,"Ada, Instalasi Pengolahan Air Lindi (IPAL) di TPA berupa kolam pengendapan dan proses biologi, masih berfungsi baik dan terawat.",4,"ADA","Tidak ada. Gas Metana dibakar.","-"]
[null,2022,2,"Jawa Timur","Kab. Sampang","TPA KETAPANG","TPA Pemda (Non Regional)","A",1825,1825,0,0,0,0,"Jl. Raya Ketapang","Ketapang","Ketapang","Pemda DATI II",3,"Open Dumping","20 Februari 2008",2025,10000,"Manual Book","Tidak Ada","Sebulan sekali","-","Tidak ada Instalasi Pengolahan Air Lindi (IPAL) di TPA","-","TIDAK ADA","-","-"]
[null,2022,2,"Jawa Timur","Kab. Pamekasan","TPA Angsanah","TPA Pemda (Non Regional)","A",41336.25,31941.15,277.39999999999998,0,9117.7000000000007,0,"Jl. Angsanah","Desa Angsanah","Palengaan","Pemda DATI II",10,"Sanitary Landfill","22-02-2017",2027,12367,"Otomatis Komputerisasi (Aplikasi Khusus TPA)","Ada dan berfungsi dengan baik","Tiga hari sekali atau seminggu dua kali",4,"Ada, Instalasi Pengolahan Air Lindi (IPAL) di TPA berupa kolam pengendapan dan proses biologi serta proses kimia, masih berfungsi baik dan terawat.",4,"ADA","Tidak ada. Gas Metana dibakar.","-"]
[null,2022,2,"Jawa Timur","Kab. Pamekasan","TPA Angsanah","TPA Pemda (Non Regional)","A",41336.25,31941.15,277.39999999999998,0,9117.7000000000007,0,"Jl. Angsanah","Desa Angsanah","Palengaan","Pemda DATI II",10,"Sanitary Landfill","22-02-2017",2027,12367,"Otomatis Komputerisasi (Aplikasi Khusus TPA)","Ada dan berfungsi dengan baik","Tiga hari sekali atau seminggu dua kali",4,"Ada, Instalasi Pengolahan Air Lindi (IPAL) di TPA berupa kolam pengendapan dan proses biologi serta proses kimia, masih berfungsi baik dan terawat.",4,"ADA","Tidak ada. Gas Metana dibakar.","-"]
[null,2022,2,"Jawa Timur","Kab. Sumenep","TPA Batuan","TPA Pemda (Non Regional)","A",12410,10147,0,0,2263,0,"Dusun Tanonggul","Torbang","Batuan","Pemda DATI II",8.4,"Control Landfill",122015,31122020,1000,"Otomatis Komputerisasi (Aplikasi Khusus TPA)","Ada dan berfungsi dengan baik","Tujuh hari sekali atau Seminggu Sekali",2,"Ada, Instalasi Pengolahan Air Lindi (IPAL) di TPA berupa kolam pengendapan dan proses biologi serta proses kimia, masih berfungsi baik dan terawat.",6,"ADA","Tidak ada. Gas Metana dibakar.","-"]
[null,2022,2,"Jawa Timur","Kab. Sumenep","TPA Batuan","TPA Pemda (Non Regional)","A",12410,10147,0,0,2263,0,"Dusun Tanonggul","Torbang","Batuan","Pemda DATI II",8.4,"Control Landfill",122015,31122020,1000,"Otomatis Komputerisasi (Aplikasi Khusus TPA)","Ada dan berfungsi dengan baik","Tujuh hari sekali atau Seminggu Sekali",2,"Ada, Instalasi Pengolahan Air Lindi (IPAL) di TPA berupa kolam pengendapan dan proses biologi serta proses kimia, masih berfungsi baik dan terawat.",6,"ADA","Tidak ada. Gas Metana dibakar.","-"]
[null,2022,2,"Jawa Timur","Kota Kediri","TPA  KLOTOK KOTA KEDIRI","TPA Pemda (Non Regional)","A",53701.35,51708.45,1058.5,657,277.39999999999998,0,"POJOK","POJOK","MOJOROTO",null,0,"Control Landfill","-","-",17000,"Kombinasi timbangan dengan Komputer (excel / tidak otomatis)","Ada dan berfungsi dengan baik","Tiga hari sekali atau seminggu dua kali",2,"Ada, Instalasi Pengolahan Air Lindi (IPAL) di TPA berupa kolam pengendapan dan proses biologi, masih berfungsi baik dan terawat.","-","ADA","Tidak ada. Gas Metana dibakar.","-"]
[null,2022,2,"Jawa Timur","Kota Blitar","TPA NGEGONG","TPA Pemda (Non Regional)","A",22367.200000000001,22367.200000000001,0,0,0,0,"Jl. Teratai RT 3 RW 2","Gedog","Sananwetan",null,5,"Sanitary Landfill","8-1-2014",2022,10000,"Kombinasi timbangan dengan Komputer (excel / tidak otomatis)","Ada dan berfungsi dengan baik","Setiap hari",5,"Ada, Instalasi Pengolahan Air Lindi (IPAL) di TPA berupa kolam pengendapan dan proses biologi serta proses kimia, masih berfungsi baik dan terawat.",12,"ADA","Tidak ada. Melepas gas Metana ke udara.",69]
[null,2022,2,"Jawa Timur","Kota Malang","TPA SUPITURANG","TPA Pemda (Non Regional)","A",191194.3,185719.3,0,0,5475,0,"JL. TERUSAN RAWISARI NO. 01 RT 10 W 5","MULYOREJO","SUKUN","Pemda DATI II",3,"Control Landfill",1993,"-",130000,"Otomatis Komputerisasi (Aplikasi Khusus TPA)","Ada dan berfungsi dengan baik","Tiga hari sekali atau seminggu dua kali",1,"Ada, Instalasi Pengolahan Air Lindi (IPAL) di TPA berupa kolam pengendapan dan proses biologi serta proses kimia, masih berfungsi baik dan terawat.",12,"ADA","Tidak ada. Melepas gas Metana ke udara.","-"]
[null,2022,2,"Jawa Timur","Kota Probolinggo","TPA Bestari","TPA Pemda (Non Regional)","A",24820,23907.5,0,0,912.5,0,"Jl. Anggrek No 15","SUKABUMI","MAYANGAN","Pemda DATI II",4,"Sanitary Landfill","27-03-2014","-",24,"Kombinasi timbangan dengan Komputer (excel / tidak otomatis)","Ada dan berfungsi dengan baik","Dua minggu sekali",5,"Ada, Instalasi Pengolahan Air Lindi (IPAL) di TPA berupa kolam pengendapan dan proses biologi, masih berfungsi baik dan terawat.",255,"ADA","Tidak ada. Melepas gas Metana ke udara.",9]
[null,2022,2,"Jawa Timur","Kota Pasuruan","TPA BLANDONGAN","TPA Pemda (Non Regional)","A",39137.49,39035.29,3.65,0,98.55,0,"Jl. Jelakrejo, Tambak, Blandongan, Kec. Bugulkidul, Kota Pasuruan, Jawa Timur 67128","BLANDONGAN","BUGUL KIDUL","Pemda DATI II",6.63,"Control Landfill","-","-",11000,"Kombinasi timbangan dengan Komputer (excel / tidak otomatis)","Ada dan berfungsi dengan baik","Tiga atau Empat Bulan Sekali",3,"Ada, Instalasi Pengolahan Air Lindi (IPAL) di TPA berupa kolam pengendapan dan proses biologi serta proses kimia, masih berfungsi baik dan terawat.",4,"ADA","Tidak ada. Melepas gas Metana ke udara.",110]
[null,2022,2,"Jawa Timur","Kota Mojokerto","TPA RANDEGAN","TPA Pemda (Non Regional)","A",18907,17885,109.5,0,912.5,0,"Randegan","Kedundung","Magersari","Pemda DATI II",2,"Control Landfill",1990,2017,15000,"Otomatis Komputerisasi (Aplikasi Khusus TPA)","Ada dan berfungsi dengan baik","Tiga hari sekali atau seminggu dua kali",2,"Ada, Instalasi Pengolahan Air Lindi (IPAL) di TPA berupa kolam pengendapan dan proses biologi serta proses kimia, masih berfungsi baik dan terawat.",1,"ADA","-",50]
[null,2022,2,"Jawa Timur","Kota Madiun","TPA Winongo","TPA Pemda (Non Regional)","A",31607.18,30804.18,73,0,730,0,"Ring road barat","Winongo","Manguharjo","Pemda DATI II",6,"Control Landfill","-",2019,7920.97,"Kombinasi timbangan dengan Komputer (excel / tidak otomatis)","Ada dan berfungsi dengan baik","Sebulan sekali",3,"Ada, Instalasi Pengolahan Air Lindi (IPAL) di TPA hanya berupa kolam pengendapan saja tanpa proses biologi atau proses kimia, masih berfungsi baik dan terawat.",1,"ADA","Untuk Bahan Bakar",250]
[null,2022,2,"Jawa Timur","Kota Surabaya","TPA Benowo","TPA Pemda (Non Regional)","A",218023.14,218023.14,0,0,0,2,"Romokalisari - Benowo","Romokalisari","Benowo","Pemda DATI II",37.4,"Sanitary Landfill","08/08/2012","-",136331,"Otomatis Komputerisasi (Aplikasi Khusus TPA)","Ada dan berfungsi dengan baik","Setiap hari",3,"Ada, Instalasi Pengolahan Air Lindi (IPAL) di TPA hanya berupa kolam pengendapan saja tanpa proses biologi atau proses kimia, masih berfungsi baik dan terawat.",12,"ADA","Untuk Energi Listrik","-"]
[null,2022,2,"Jawa Timur","Kota Batu","TPA Tlekung","TPA Pemda (Non Regional)","A",41975,41975,0,0,0,0,"Jl. Raya Pang. Sudirman no 3 01-/03","Tlekung","Junrejo","Pemda DATI II",5.8,"Control Landfill",2009,6,5000,"Kombinasi timbangan dengan Komputer (excel / tidak otomatis)","Ada dan berfungsi dengan baik","Tiga atau Empat Bulan Sekali",4,"Ada, Instalasi Pengolahan Air Lindi (IPAL) di TPA berupa kolam pengendapan dan proses biologi, masih berfungsi baik dan terawat.",2,"ADA","Untuk Bahan Bakar","-"]
[null,2022,2,"Banten","Kab. Lebak","TPA Cihara","TPA Pemda (Non Regional)","A",8030,7847.5,0,0,182.5,0,"Jl. Raya Bayah","Pondok Panjang","Cihara","Lainnya",5,"Control Landfill","-","-","-","Manual Book","Tidak Ada","Setiap hari","-","Tidak ada Instalasi Pengolahan Air Lindi (IPAL) di TPA","-","ADA","-","-"]
[null,2022,2,"Banten","Kab. Lebak","TPA Dengung","TPA Pemda (Non Regional)","A",32850,32393.75,219,0,237.25,0,"Jn. Cipanas Raya","Sindangmulya","Maja",null,9,"Control Landfill","-","-",30,"Kombinasi timbangan dengan Komputer (excel / tidak otomatis)","Ada dan berfungsi dengan baik","Setiap hari",1,"Ada, Instalasi Pengolahan Air Lindi (IPAL) di TPA hanya berupa kolam pengendapan saja tanpa proses biologi atau proses kimia, masih berfungsi baik dan terawat.",2,"ADA","Tidak ada. Melepas gas Metana ke udara.","-"]
[null,2022,2,"Banten","Kab. Lebak","TPA Cihara","TPA Pemda (Non Regional)","A",8030,7847.5,0,0,182.5,0,"Jl. Raya Bayah","Pondok Panjang","Cihara","Lainnya",5,"Control Landfill","-","-","-","Manual Book","Tidak Ada","Setiap hari","-","Tidak ada Instalasi Pengolahan Air Lindi (IPAL) di TPA","-","ADA","-","-"]
[null,2022,2,"Banten","Kab. Lebak","TPA Dengung","TPA Pemda (Non Regional)","A",32850,32393.75,219,0,237.25,0,"Jn. Cipanas Raya","Sindangmulya","Maja",null,9,"Control Landfill","-","-",30,"Kombinasi timbangan dengan Komputer (excel / tidak otomatis)","Ada dan berfungsi dengan baik","Setiap hari",1,"Ada, Instalasi Pengolahan Air Lindi (IPAL) di TPA hanya berupa kolam pengendapan saja tanpa proses biologi atau proses kimia, masih berfungsi baik dan terawat.",2,"ADA","Tidak ada. Melepas gas Metana ke udara.","-"]
[null,2022,2,"Banten","Kab. Tangerang","TPA JATIWARINGIN","TPA Pemda (Non Regional)","A",498590,498590,0,0,0,0,"Jatiwaringin","Jatiwaringin","Mauk","Pemda DATI II",31,"Open Dumping",1993,"-",170000,"Manual Book","Tidak Ada","Tidak ditutup sama sekali","-","-","-","ADA","-","-"]
[null,2022,2,"Banten","Kab. Tangerang","TPA JATIWARINGIN","TPA Pemda (Non Regional)","A",498590,498590,0,0,0,0,"Jatiwaringin","Jatiwaringin","Mauk","Pemda DATI II",31,"Open Dumping",1993,"-",170000,"Manual Book","Tidak Ada","Tidak ditutup sama sekali","-","-","-","ADA","-","-"]
[null,2022,2,"Banten","Kab. Serang","TPAS Cilowong",null,"A",30752.09,30752.09,0,0,0,0,"Jl. Raya Cilowong Kecamatan Taktakan Kota Serang Banten 42162",null,null,null,0,"Control Landfill","-","-","-","-","-","-","-","-","-","TIDAK ADA","-","-"]
[null,2022,2,"Banten","Kota Tangerang","TPA Rawa Kucing","TPA Pemda (Non Regional)","A",443785.24,443785.24,0,0,0,0,"Jl. Iskandar Muda","Kedaung Wetan","Neglasari","Pemda DATI II",34.5,"Control Landfill",2003,"-","-","Otomatis Komputerisasi (Aplikasi Khusus TPA)","Ada dan berfungsi dengan baik","Tiga atau Empat Bulan Sekali",3,"Ada, Instalasi Pengolahan Air Lindi (IPAL) di TPA berupa kolam pengendapan dan proses biologi, masih berfungsi baik dan terawat.",2,"ADA","Tidak ada. Melepas gas Metana ke udara.","-"]
[null,2022,2,"Banten","Kota Cilegon","TPA Bagendung","TPA Pemda (Non Regional)","A",66430,66065,0,0,365,0,"Jalan Raya Bagendung",null,null,"Pemda DATI II",86,"Control Landfill","-","-",40000,"Kombinasi timbangan dengan Komputer (excel / tidak otomatis)","Ada tapi sedang rusak","Tiga atau Empat Bulan Sekali","-","Ada, Instalasi Pengolahan Air Lindi (IPAL) di TPA tetapi sudah rusak atau tidak berfungsi dengan baik dan tidak terawat","-","ADA","Untuk Bahan Bakar",80]
[null,2022,2,"Banten","Kota Serang","Cilowong","TPA Pemda (Non Regional)","A",119514.51,47805.84,21512.59,23902.9,26293.18,0,"Kampung Passar Gadung - Cikoak","Cilowong","Taktakan","Pemda DATI II",16.5,"Control Landfill",1995,2026,40000,"Kombinasi timbangan dengan Komputer (excel / tidak otomatis)","Ada dan berfungsi dengan baik","Sebulan sekali",2,"Ada, Instalasi Pengolahan Air Lindi (IPAL) di TPA berupa kolam pengendapan dan proses biologi, masih berfungsi baik dan terawat.",255,"ADA","Tidak ada. Gas Metana dibakar.","-"]
[null,2022,2,"Banten","Kota Tangerang Selatan","TPA Pengelola Kawasan Pemukiman Swasta",null,"A",104583.45,104583.45,0,0,0,0,"di luar Kota Tangerang Selatan",null,null,null,0,"Open Dumping","-","-","-","-","-","-","-","-","-","TIDAK ADA","-","-"]
[null,2022,2,"Banten","Kota Tangerang Selatan","TPST Cipeucang","TPA Pemda (Non Regional)","A",166660.09,166660.09,0,0,0,0,"Jl. Kapling Nambo No.51","Serpong / Kademangan","Serpong / Setu","Pemda DATI II",0,"Sanitary Landfill","-","-","-","-","-","-","-","-","-","TIDAK ADA","-","-"]
[null,2022,2,"Bali","Kab. Jembrana","TPST Peh","TPA Pemda (Non Regional)","A",12446.5,8499.02,2644.42,1219.0999999999999,83.95,0,"Jl. Tegal Berkis, Banjar Peh",null,null,"Lainnya",127,"Open Dumping","16 Oktober 2020","-",7300,"Otomatis Komputerisasi (Aplikasi Khusus TPA)","-","Tidak ditutup sama sekali",2,"Ada, Instalasi Pengolahan Air Lindi (IPAL) di TPA berupa kolam pengendapan dan proses biologi, masih berfungsi baik dan terawat.",12,"ADA","-","-"]
[null,2022,2,"Bali","Kab. Jembrana","TPA Peh","TPA Pemda (Non Regional)","A",12410,12282.62,0,0,127.39,0,"Banjar Peh","Kaliakah","Negara","Pemda DATI II",2,"Open Dumping","-","-",7300,"Otomatis Komputerisasi (Aplikasi Khusus TPA)","Ada dan berfungsi dengan baik","Tidak ditutup sama sekali",2,"Ada, Instalasi Pengolahan Air Lindi (IPAL) di TPA berupa kolam pengendapan dan proses biologi, masih berfungsi baik dan terawat.",12,"ADA","-","-"]
[null,2022,2,"Bali","Kab. Jembrana","TPST Peh","TPA Pemda (Non Regional)","A",12446.5,8499.02,2644.42,1219.0999999999999,83.95,0,"Jl. Tegal Berkis, Banjar Peh",null,null,"Lainnya",127,"Open Dumping","16 Oktober 2020","-",7300,"Otomatis Komputerisasi (Aplikasi Khusus TPA)","-","Tidak ditutup sama sekali",2,"Ada, Instalasi Pengolahan Air Lindi (IPAL) di TPA berupa kolam pengendapan dan proses biologi, masih berfungsi baik dan terawat.",12,"ADA","-","-"]
[null,2022,2,"Bali","Kab. Jembrana","TPA Peh","TPA Pemda (Non Regional)","A",12410,12282.62,0,0,127.39,0,"Banjar Peh","Kaliakah","Negara","Pemda DATI II",2,"Open Dumping","-","-",7300,"Otomatis Komputerisasi (Aplikasi Khusus TPA)","Ada dan berfungsi dengan baik","Tidak ditutup sama sekali",2,"Ada, Instalasi Pengolahan Air Lindi (IPAL) di TPA berupa kolam pengendapan dan proses biologi, masih berfungsi baik dan terawat.",12,"ADA","-","-"]
[null,2022,2,"Bali","Kab. Badung","TPA Regional Sarbagita","TPA Regional","A",86359,85264,0,0,1095,0,"JL. TPA Suwung","Sesetan","Denpasar Selatan","Pemda DATI I",10,"Sanitary Landfill","-",2030,50000,"Manual Book","Ada tapi sedang rusak","Tiga atau Empat Bulan Sekali",3,"Ada, Instalasi Pengolahan Air Lindi (IPAL) di TPA berupa kolam pengendapan dan proses biologi serta proses kimia, masih berfungsi baik dan terawat.",1,"ADA","Tidak ada. Gas Metana dibakar.","-"]
[null,2022,2,"Bali","Kab. Badung","TPA Regional Sarbagita","TPA Regional","A",86359,85264,0,0,1095,0,"JL. TPA Suwung","Sesetan","Denpasar Selatan","Pemda DATI I",10,"Sanitary Landfill","-",2030,50000,"Manual Book","Ada tapi sedang rusak","Tiga atau Empat Bulan Sekali",3,"Ada, Instalasi Pengolahan Air Lindi (IPAL) di TPA berupa kolam pengendapan dan proses biologi serta proses kimia, masih berfungsi baik dan terawat.",1,"ADA","Tidak ada. Gas Metana dibakar.","-"]
[null,2022,2,"Bali","Kab. Gianyar","TPA Temesi","TPA Pemda (Non Regional)","A",169725,169725,0,0,0,0,"Jalar Raya Temesi","Temesi","Gianyar","Pemda DATI II",5.4,"Open Dumping","-","-",15700,"Manual Book","Tidak Ada","Setahun Sekali","-","Ada, Instalasi Pengolahan Air Lindi (IPAL) di TPA tetapi sudah rusak atau tidak berfungsi dengan baik dan tidak terawat",1,"ADA","-","-"]
[null,2022,2,"Bali","Kab. Gianyar","TPA Temesi","TPA Pemda (Non Regional)","A",169725,169725,0,0,0,0,"Jalar Raya Temesi","Temesi","Gianyar","Pemda DATI II",5.4,"Open Dumping","-","-",15700,"Manual Book","Tidak Ada","Setahun Sekali","-","Ada, Instalasi Pengolahan Air Lindi (IPAL) di TPA tetapi sudah rusak atau tidak berfungsi dengan baik dan tidak terawat",1,"ADA","-","-"]
[null,2022,2,"Bali","Kab. Klungkung","TPA Jungutbatu","TPA Pemda (Non Regional)","A",5179.3500000000004,5179.3500000000004,0,0,0,0,"Desa Jungutbatu",null,null,"Pemda DATI II",0.9,"Open Dumping","-","-",9000,"-","-","-","-","-","-","TIDAK ADA","-","-"]
[null,2022,2,"Bali","Kab. Klungkung","TPA Sente","TPA Pemda (Non Regional)","A",8190.6,8190.6,0,0,0,0,"Dusun Sente",null,null,"Pemda DATI II",0.98,"Open Dumping","-","-",9800,"Manual Book","-","Setahun Sekali","-","-","-","TIDAK ADA","Tidak ada. Gas Metana dibakar.","-"]
[null,2022,2,"Bali","Kab. Klungkung","TPA Biaung","TPA Pemda (Non Regional)","A",9636,9636,0,0,0,0,"Dusun Biaung",null,null,"Pemda DATI II",1.84,"Open Dumping","-","-",17900,"-","-","Setahun Sekali","-","-","-","TIDAK ADA","Tidak ada. Gas Metana dibakar.","-"]
[null,2022,2,"Bali","Kab. Klungkung","TPA Jungutbatu","TPA Pemda (Non Regional)","A",5179.3500000000004,5179.3500000000004,0,0,0,0,"Desa Jungutbatu",null,null,"Pemda DATI II",0.9,"Open Dumping","-","-",9000,"-","-","-","-","-","-","TIDAK ADA","-","-"]
[null,2022,2,"Bali","Kab. Klungkung","TPA Sente","TPA Pemda (Non Regional)","A",8190.6,8190.6,0,0,0,0,"Dusun Sente",null,null,"Pemda DATI II",0.98,"Open Dumping","-","-",9800,"Manual Book","-","Setahun Sekali","-","-","-","TIDAK ADA","Tidak ada. Gas Metana dibakar.","-"]
[null,2022,2,"Bali","Kab. Klungkung","TPA Biaung","TPA Pemda (Non Regional)","A",9636,9636,0,0,0,0,"Dusun Biaung",null,null,"Pemda DATI II",1.84,"Open Dumping","-","-",17900,"-","-","Setahun Sekali","-","-","-","TIDAK ADA","Tidak ada. Gas Metana dibakar.","-"]
[null,2022,2,"Bali","Kab. Bangli","TPA BANGLI","TPA Pemda (Non Regional)","A",21291.18,20889.68,0,0,401.5,0,"JL. RAYA LANDIH","LANDIH","BANGLI","Pemda DATI II",4.75,"Open Dumping","10 JANUARI 2008","-",20100,"Kombinasi timbangan dengan Komputer (excel / tidak otomatis)","Tidak Ada","Tiga atau Empat Bulan Sekali",2,"Ada, Instalasi Pengolahan Air Lindi (IPAL) di TPA tetapi sudah rusak atau tidak berfungsi dengan baik dan tidak terawat",1,"ADA","Tidak ada. Gas Metana dibakar.","-"]
[null,2022,2,"Bali","Kab. Bangli","TPA BANGLI","TPA Pemda (Non Regional)","A",21291.18,20889.68,0,0,401.5,0,"JL. RAYA LANDIH","LANDIH","BANGLI","Pemda DATI II",4.75,"Open Dumping","10 JANUARI 2008","-",20100,"Kombinasi timbangan dengan Komputer (excel / tidak otomatis)","Tidak Ada","Tiga atau Empat Bulan Sekali",2,"Ada, Instalasi Pengolahan Air Lindi (IPAL) di TPA tetapi sudah rusak atau tidak berfungsi dengan baik dan tidak terawat",1,"ADA","Tidak ada. Gas Metana dibakar.","-"]
[null,2022,2,"Bali","Kab. Karangasem","TPA LINGGASANA","TPA Pemda (Non Regional)","A",21900,1825,10950,5475,3650,0,"Budakeling","Budakeling","Bebandem","Pemda DATI II",2,"Control Landfill",2000,"-",10,"Manual Book","Tidak Ada","Tujuh hari sekali atau Seminggu Sekali",3,"Ada, Instalasi Pengolahan Air Lindi (IPAL) di TPA berupa kolam pengendapan dan proses biologi, masih berfungsi baik dan terawat.",1,"ADA","Tidak ada. Melepas gas Metana ke udara.","-"]
[null,2022,2,"Bali","Kab. Karangasem","TPA BUTUS","TPA Pemda (Non Regional)","A",21900,1825,10950,3650,5475,0,"BR.DINAS BUTUS","BHUANA GIRI","BEBANDEM","Pemda DATI II",1,"Control Landfill","1 Januari 2019","-",77,"Manual Book","Ada tapi sedang rusak","Tujuh hari sekali atau Seminggu Sekali",2,"Ada, Instalasi Pengolahan Air Lindi (IPAL) di TPA berupa kolam pengendapan dan proses biologi, masih berfungsi baik dan terawat.",3,"ADA","Tidak ada. Gas Metana dibakar.","-"]
[null,2022,2,"Bali","Kab. Karangasem","TPA LINGGASANA","TPA Pemda (Non Regional)","A",21900,1825,10950,5475,3650,0,"Budakeling","Budakeling","Bebandem","Pemda DATI II",2,"Control Landfill",2000,"-",10,"Manual Book","Tidak Ada","Tujuh hari sekali atau Seminggu Sekali",3,"Ada, Instalasi Pengolahan Air Lindi (IPAL) di TPA berupa kolam pengendapan dan proses biologi, masih berfungsi baik dan terawat.",1,"ADA","Tidak ada. Melepas gas Metana ke udara.","-"]
[null,2022,2,"Bali","Kab. Karangasem","TPA BUTUS","TPA Pemda (Non Regional)","A",21900,1825,10950,3650,5475,0,"BR.DINAS BUTUS","BHUANA GIRI","BEBANDEM","Pemda DATI II",1,"Control Landfill","1 Januari 2019","-",77,"Manual Book","Ada tapi sedang rusak","Tujuh hari sekali atau Seminggu Sekali",2,"Ada, Instalasi Pengolahan Air Lindi (IPAL) di TPA berupa kolam pengendapan dan proses biologi, masih berfungsi baik dan terawat.",3,"ADA","Tidak ada. Gas Metana dibakar.","-"]
[null,2022,2,"Bali","Kab. Buleleng","TPA Bengkala","TPA Pemda (Non Regional)","A",56611.5,55242.75,821.25,135.05000000000001,412.45,0,"Jln. Raya Singaraja-Kintamani","Desa Bungkulan","Sawan","Pemda DATI II",4.8,"Control Landfill","1 Januari 2004","-",18342.61,"Manual Book","Tidak Ada","Tiga hari sekali atau seminggu dua kali",2,"Ada, Instalasi Pengolahan Air Lindi (IPAL) di TPA hanya berupa kolam pengendapan saja tanpa proses biologi atau proses kimia, masih berfungsi baik dan terawat.",4,"ADA","Tidak ada. Gas Metana dibakar.","-"]
[null,2022,2,"Bali","Kab. Buleleng","TPA Bengkala","TPA Pemda (Non Regional)","A",56611.5,55242.75,821.25,135.05000000000001,412.45,0,"Jln. Raya Singaraja-Kintamani","Desa Bungkulan","Sawan","Pemda DATI II",4.8,"Control Landfill","1 Januari 2004","-",18342.61,"Manual Book","Tidak Ada","Tiga hari sekali atau seminggu dua kali",2,"Ada, Instalasi Pengolahan Air Lindi (IPAL) di TPA hanya berupa kolam pengendapan saja tanpa proses biologi atau proses kimia, masih berfungsi baik dan terawat.",4,"ADA","Tidak ada. Gas Metana dibakar.","-"]
[null,2022,2,"Bali","Kota Denpasar","TPA SARBAGITA SUWUNG","TPA Regional","A",257755.94,257755.94,0,0,0,0,"JL. BYPASS NGURAH RAI, SUWUNG, DENPASAR SELATAN","SESETAN","DENPASAR SELATAN","Lainnya",32.46,"Control Landfill","-","-",5,"Manual Book","Ada tapi sedang rusak","-",4,"-","-","ADA","-","-"]
[null,2022,2,"Nusa Tenggara Barat","Kab. Lombok Barat","TPA Kebun Kongok","TPA Regional","A",23360,14483.2,4672,1868.8,2336,0,"Kebon Kongok Desa Suka Makmur Gerung",null,null,"Pemda DATI I",99999.99,"Control Landfill",1993,"sampai sekarang",1.52,"Kombinasi timbangan dengan Komputer (excel / tidak otomatis)","Ada dan berfungsi dengan baik","Setiap hari",3,"Ada, Instalasi Pengolahan Air Lindi (IPAL) di TPA hanya berupa kolam pengendapan saja tanpa proses biologi atau proses kimia, masih berfungsi baik dan terawat.","-","ADA","Tidak ada. Gas Metana dibakar.","-"]
[null,2022,2,"Nusa Tenggara Barat","Kab. Lombok Barat","TPA Kebun Kongok","TPA Regional","A",23360,14483.2,4672,1868.8,2336,0,"Kebon Kongok Desa Suka Makmur Gerung",null,null,"Pemda DATI I",99999.99,"Control Landfill",1993,"sampai sekarang",1.52,"Kombinasi timbangan dengan Komputer (excel / tidak otomatis)","Ada dan berfungsi dengan baik","Setiap hari",3,"Ada, Instalasi Pengolahan Air Lindi (IPAL) di TPA hanya berupa kolam pengendapan saja tanpa proses biologi atau proses kimia, masih berfungsi baik dan terawat.","-","ADA","Tidak ada. Gas Metana dibakar.","-"]
[null,2022,2,"Nusa Tenggara Barat","Kab. Lombok Tengah","TPA Pengengat","TPA Pemda (Non Regional)","A",20075,20075,0,0,0,0,"Desa Pengengat","Pengengat","Pujut","Pemda DATI II",10,"Control Landfill",2015,"-","-","Kombinasi timbangan dengan Komputer (excel / tidak otomatis)","Ada tapi sedang rusak","Tiga hari sekali atau seminggu dua kali","-","-","-","TIDAK ADA","-","-"]
[null,2022,2,"Nusa Tenggara Barat","Kab. Lombok Tengah","TPA Pengengat","TPA Pemda (Non Regional)","A",20075,20075,0,0,0,0,"Desa Pengengat","Pengengat","Pujut","Pemda DATI II",10,"Control Landfill",2015,"-","-","Kombinasi timbangan dengan Komputer (excel / tidak otomatis)","Ada tapi sedang rusak","Tiga hari sekali atau seminggu dua kali","-","-","-","TIDAK ADA","-","-"]
[null,2022,2,"Nusa Tenggara Barat","Kab. Lombok Timur","TPA Ijobalit","TPA Pemda (Non Regional)","A",58181,58181,0,0,0,0,"Ijobalit","Ijobalit","Labuhan Haji","Pemda DATI II",8.9,"Control Landfill","17 Desember 2001","-",30000,"Manual Book","Tidak Ada","Tujuh hari sekali atau Seminggu Sekali",2,"Ada, Instalasi Pengolahan Air Lindi (IPAL) di TPA hanya berupa kolam pengendapan saja tanpa proses biologi atau proses kimia, masih berfungsi baik dan terawat.",2,"ADA","Tidak ada. Gas Metana dibakar.","-"]
[null,2022,2,"Nusa Tenggara Barat","Kab. Sumbawa","TPA LEKONG","TPA Pemda (Non Regional)","A",18924,18924,0,0,0,0,"DESA LEKONG",null,null,"Pemda DATI II",6.77,"Open Dumping","-","-",17772.310000000001,"-","Tidak Ada","Tidak ditutup sama sekali","-","Tidak ada Instalasi Pengolahan Air Lindi (IPAL) di TPA","-","TIDAK ADA","-","-"]
[null,2022,2,"Nusa Tenggara Barat","Kab. Sumbawa","TPA RABERAS","TPA Pemda (Non Regional)","A",26862.5,26862.5,0,0,0,0,"DESA RABERAS",null,null,"Pemda DATI II",6,"Control Landfill","-","-",51000,"Manual Book","Tidak Ada","Tiga atau Empat Bulan Sekali","-","Ada, Instalasi Pengolahan Air Lindi (IPAL) di TPA tetapi sudah rusak atau tidak berfungsi dengan baik dan tidak terawat","-","ADA","-","-"]
[null,2022,2,"Nusa Tenggara Barat","Kab. Sumbawa","TPA LEKONG","TPA Pemda (Non Regional)","A",18924,18924,0,0,0,0,"DESA LEKONG",null,null,"Pemda DATI II",6.77,"Open Dumping","-","-",17772.310000000001,"-","Tidak Ada","Tidak ditutup sama sekali","-","Tidak ada Instalasi Pengolahan Air Lindi (IPAL) di TPA","-","TIDAK ADA","-","-"]
[null,2022,2,"Nusa Tenggara Barat","Kab. Sumbawa","TPA RABERAS","TPA Pemda (Non Regional)","A",26862.5,26862.5,0,0,0,0,"DESA RABERAS",null,null,"Pemda DATI II",6,"Control Landfill","-","-",51000,"Manual Book","Tidak Ada","Tiga atau Empat Bulan Sekali","-","Ada, Instalasi Pengolahan Air Lindi (IPAL) di TPA tetapi sudah rusak atau tidak berfungsi dengan baik dan tidak terawat","-","ADA","-","-"]
[null,2022,2,"Nusa Tenggara Barat","Kab. Bima","TPA Waduwani","TPA Pemda (Non Regional)","A",11509.18,11509.18,0,0,0,0,"Desa Waduwani Kecamatan Woha",null,null,"Pemda DATI II",7.2,"Open Dumping","17-9-2018","-",23750,"-","Tidak Ada","Tidak ditutup sama sekali",1,"Tidak ada Instalasi Pengolahan Air Lindi (IPAL) di TPA","-","ADA","-","-"]
[null,2022,2,"Nusa Tenggara Barat","Kab. Bima","TPA Waduwani","TPA Pemda (Non Regional)","A",11509.18,11509.18,0,0,0,0,"Desa Waduwani Kecamatan Woha",null,null,"Pemda DATI II",7.2,"Open Dumping","17-9-2018","-",23750,"-","Tidak Ada","Tidak ditutup sama sekali",1,"Tidak ada Instalasi Pengolahan Air Lindi (IPAL) di TPA","-","ADA","-","-"]
[null,2022,2,"Nusa Tenggara Barat","Kab. Lombok Utara","TPA Jugil","TPA Pemda (Non Regional)","A",20167.349999999999,20076.099999999999,0,0,91.25,0,"Dusun Jugil","Sambik Bangkol","Gangga","Pemda DATI II",4,"Control Landfill","-","-",1500,"Kombinasi timbangan dengan Komputer (excel / tidak otomatis)","Tidak Ada","Sebulan sekali",3,"Ada, Instalasi Pengolahan Air Lindi (IPAL) di TPA hanya berupa kolam pengendapan saja tanpa proses biologi atau proses kimia, masih berfungsi baik dan terawat.","-","ADA","Tidak ada. Gas Metana dibakar.","-"]
[null,2022,2,"Nusa Tenggara Barat","Kota Mataram","TPA Regional Kebon Kongok","TPA Regional","A",81332.95,81332.95,0,0,0,0,"KEBON KONGOK",null,null,"Pemda DATI I",13.04,"Control Landfill","01-01-2018","-",54100,"Kombinasi timbangan dengan Komputer (excel / tidak otomatis)","Ada dan berfungsi dengan baik","Setiap hari",3,"Ada, Instalasi Pengolahan Air Lindi (IPAL) di TPA berupa kolam pengendapan dan proses biologi, masih berfungsi baik dan terawat.",2,"ADA","Untuk Bahan Bakar","-"]
[null,2022,2,"Nusa Tenggara Barat","Kota Bima","TPA Oi Mbo","TPA Pemda (Non Regional)","A",28908,28543,0,0,365,0,"Kelurahan Kodo",null,null,"Pemda DATI II",7,"Open Dumping","-","-",8000,"Manual Book","Tidak Ada","Sebulan sekali","-","Ada, Instalasi Pengolahan Air Lindi (IPAL) di TPA hanya berupa kolam pengendapan saja tanpa proses biologi atau proses kimia, masih berfungsi baik dan terawat.","-","ADA","Tidak ada. Gas Metana dibakar.","-"]
[null,2022,2,"Nusa Tenggara Timur","Kab. Manggarai Barat","TPA Labuan Bajo Warloka","TPA Pemda (Non Regional)","A",6205,5292.5,0,912.5,0,0,"Warloka",null,null,"Pemda DATI II",5,"Control Landfill","-","-",11.77,"Kombinasi timbangan dengan Komputer (excel / tidak otomatis)","Ada dan berfungsi dengan baik","Tujuh hari sekali atau Seminggu Sekali","-","-","-","ADA","-","-"]
[null,2022,2,"Nusa Tenggara Timur","Kab. Manggarai Barat","TPA Labuan Bajo Warloka","TPA Pemda (Non Regional)","A",6205,5292.5,0,912.5,0,0,"Warloka",null,null,"Pemda DATI II",5,"Control Landfill","-","-",11.77,"Kombinasi timbangan dengan Komputer (excel / tidak otomatis)","Ada dan berfungsi dengan baik","Tujuh hari sekali atau Seminggu Sekali","-","-","-","ADA","-","-"]
[null,2022,2,"Nusa Tenggara Timur","Kota Kupang","TPA ALak","TPA Pemda (Non Regional)","A",58396.35,57921.85,0,0,474.5,0,"RT/RW 021/08",null,null,"Pemda DATI II",9.14,"Open Dumping","-","-","-","Manual Book","Tidak Ada","Tiga hari sekali atau seminggu dua kali","-","Tidak ada Instalasi Pengolahan Air Lindi (IPAL) di TPA","-","TIDAK ADA","-","-"]
[null,2022,2,"Kalimantan Barat","Kab. Sambas","TPA TEMAJUK (OPEN DUMPING)","TPA Pemda (Non Regional)","A",481.8,463.55,0,0,18.25,0,"CAMAR BULAN","TEMAJUK","PALOH","Pemda DATI II",0,"Open Dumping",2019,"-",5000,"Manual Book","Tidak Ada","Tidak ditutup sama sekali","-","Tidak ada Instalasi Pengolahan Air Lindi (IPAL) di TPA","-","TIDAK ADA","-","-"]
[null,2022,2,"Kalimantan Barat","Kab. Sambas","TPA SEKURA / TELUK KERAMAT (OPEN DUMPING)","TPA Pemda (Non Regional)","A",3133.05,3078.3,0,0,54.75,0,"Jalan Sungai Kumpai","Sungai Kumpai","Teluk Keramat","Pemda DATI II",0,"Open Dumping","-","-",15000,"Manual Book","Tidak Ada","Tidak ditutup sama sekali","-","Tidak ada Instalasi Pengolahan Air Lindi (IPAL) di TPA","-","TIDAK ADA","-","-"]
[null,2022,2,"Kalimantan Barat","Kab. Sambas","TPA JELU AIR (OPEN DUMPING)","TPA Pemda (Non Regional)","A",1204.5,1186.25,0,0,18.25,0,"Jalan Jelu Air","Jelu Air","Jawai Selatan",null,0,"Open Dumping","-","-",20000,"Manual Book","Tidak Ada","Tidak ditutup sama sekali","-","Tidak ada Instalasi Pengolahan Air Lindi (IPAL) di TPA","-","TIDAK ADA","-","-"]
[null,2022,2,"Kalimantan Barat","Kab. Sambas","TPA TEMAJUK (OPEN DUMPING)","TPA Pemda (Non Regional)","A",481.8,463.55,0,0,18.25,0,"CAMAR BULAN","TEMAJUK","PALOH","Pemda DATI II",0,"Open Dumping",2019,"-",5000,"Manual Book","Tidak Ada","Tidak ditutup sama sekali","-","Tidak ada Instalasi Pengolahan Air Lindi (IPAL) di TPA","-","TIDAK ADA","-","-"]
[null,2022,2,"Kalimantan Barat","Kab. Sambas","TPA SALATIGA (OPEN DUMPING)","TPA Pemda (Non Regional)","A",8675.1,8456.1,0,0,219,0,"JALAN Salatiga","PARIT BARU","Salatiga","Pemda DATI II",0,"Open Dumping","-","-",35000,"Manual Book","Tidak Ada","Tidak ditutup sama sekali","-","Tidak ada Instalasi Pengolahan Air Lindi (IPAL) di TPA","-","TIDAK ADA","-","-"]
[null,2022,2,"Kalimantan Barat","Kab. Sambas","TPA SEKURA / TELUK KERAMAT (OPEN DUMPING)","TPA Pemda (Non Regional)","A",3133.05,3078.3,0,0,54.75,0,"Jalan Sungai Kumpai","Sungai Kumpai","Teluk Keramat","Pemda DATI II",0,"Open Dumping","-","-",15000,"Manual Book","Tidak Ada","Tidak ditutup sama sekali","-","Tidak ada Instalasi Pengolahan Air Lindi (IPAL) di TPA","-","TIDAK ADA","-","-"]
[null,2022,2,"Kalimantan Barat","Kab. Sambas","TPA SORAT (CONTROLLED LANDFILL)","TPA Pemda (Non Regional)","A",8694.02,8596.93,0,0,97.09,0,"Jl Raya Subah","Lubuk Dagang","Sambas","Pemda DATI II",0,"Control Landfill",2015,2024,6844,"Kombinasi timbangan dengan Komputer (excel / tidak otomatis)","Tidak Ada","Tiga hari sekali atau seminggu dua kali",2,"Ada, Instalasi Pengolahan Air Lindi (IPAL) di TPA hanya berupa kolam pengendapan saja tanpa proses biologi atau proses kimia, masih berfungsi baik dan terawat.","-","ADA","Tidak ada. Gas Metana dibakar.","-"]
[null,2022,2,"Kalimantan Barat","Kab. Sambas","TPA JELU AIR (OPEN DUMPING)","TPA Pemda (Non Regional)","A",1204.5,1186.25,0,0,18.25,0,"Jalan Jelu Air","Jelu Air","Jawai Selatan",null,0,"Open Dumping","-","-",20000,"Manual Book","Tidak Ada","Tidak ditutup sama sekali","-","Tidak ada Instalasi Pengolahan Air Lindi (IPAL) di TPA","-","TIDAK ADA","-","-"]
[null,2022,2,"Kalimantan Barat","Kab. Sambas","TPA SALATIGA (OPEN DUMPING)","TPA Pemda (Non Regional)","A",8675.1,8456.1,0,0,219,0,"JALAN Salatiga","PARIT BARU","Salatiga","Pemda DATI II",0,"Open Dumping","-","-",35000,"Manual Book","Tidak Ada","Tidak ditutup sama sekali","-","Tidak ada Instalasi Pengolahan Air Lindi (IPAL) di TPA","-","TIDAK ADA","-","-"]
[null,2022,2,"Kalimantan Barat","Kab. Sambas","TPA SORAT (CONTROLLED LANDFILL)","TPA Pemda (Non Regional)","A",8694.02,8596.93,0,0,97.09,0,"Jl Raya Subah","Lubuk Dagang","Sambas","Pemda DATI II",0,"Control Landfill",2015,2024,6844,"Kombinasi timbangan dengan Komputer (excel / tidak otomatis)","Tidak Ada","Tiga hari sekali atau seminggu dua kali",2,"Ada, Instalasi Pengolahan Air Lindi (IPAL) di TPA hanya berupa kolam pengendapan saja tanpa proses biologi atau proses kimia, masih berfungsi baik dan terawat.","-","ADA","Tidak ada. Gas Metana dibakar.","-"]
[null,2022,2,"Kalimantan Barat","Kab. Mempawah","TPA Sungai Bakau Besar Laut","TPA Pemda (Non Regional)","A",9037.4,9037.4,0,0,0,0,"Jl. Aswar","Sungai Bakau Besar Laut","Sungai Pinyuh","Pemda DATI II",2.4,"Open Dumping","-","-",13500,"Manual Book","Tidak Ada","Tidak ditutup sama sekali","-","Tidak ada Instalasi Pengolahan Air Lindi (IPAL) di TPA","-","TIDAK ADA","-","-"]
[null,2022,2,"Kalimantan Barat","Kab. Sanggau","TPA Kembayan","TPA Pemda (Non Regional)","A",328.5,328.5,0,0,0,0,"Kembayan",null,null,"Pemda DATI II",0,"Open Dumping","-","-",4000,"Manual Book","Ada tapi sedang rusak","Tidak ditutup sama sekali","-","Tidak ada Instalasi Pengolahan Air Lindi (IPAL) di TPA","-","TIDAK ADA","-","-"]
[null,2022,2,"Kalimantan Barat","Kab. Sanggau","TPA Sosok","TPA Pemda (Non Regional)","A",1277.5,1277.5,0,0,0,0,"Sosok",null,null,"Pemda DATI II",0,"Open Dumping","-","-",5000,"Manual Book","Tidak Ada","Tidak ditutup sama sekali","-","Tidak ada Instalasi Pengolahan Air Lindi (IPAL) di TPA","-","TIDAK ADA","-","-"]
[null,2022,2,"Kalimantan Barat","Kab. Sanggau","TPA Tanjak Mulung","TPA Pemda (Non Regional)","A",1058.5,1058.5,0,0,0,0,"Meliau",null,null,"Pemda DATI II",0,"Open Dumping","-","-",15000,"Manual Book","Tidak Ada","Tidak ditutup sama sekali","-","Tidak ada Instalasi Pengolahan Air Lindi (IPAL) di TPA","-","TIDAK ADA","-","-"]
[null,2022,2,"Kalimantan Barat","Kab. Sanggau","TPA Bodok","TPA Pemda (Non Regional)","A",131.4,131.4,0,0,0,0,"Bodok",null,null,"Pemda DATI II",0,"Open Dumping","-","-","-","Manual Book","Tidak Ada","Tidak ditutup sama sekali","-","Tidak ada Instalasi Pengolahan Air Lindi (IPAL) di TPA","-","TIDAK ADA","-","-"]
[null,2022,2,"Kalimantan Barat","Kab. Sanggau","TPA Sungai Setia","TPA Pemda (Non Regional)","A",131.4,131.4,0,0,0,0,"Kecamatan Toba",null,null,"Pemda DATI II",0,"Open Dumping","-","-",10000,"Manual Book","Tidak Ada","Tidak ditutup sama sekali","-","Tidak ada Instalasi Pengolahan Air Lindi (IPAL) di TPA","-","TIDAK ADA","-","-"]
[null,2022,2,"Kalimantan Barat","Kab. Sanggau","TPA Sungai Kosak","TPA Pemda (Non Regional)","A",15330,15147.5,0,0,182.5,0,"Jl. Aster","Sungai Sengkuang","Kapuas","Pemda DATI II",4.5,"Open Dumping",1994,"-",20085,"Manual Book","Tidak Ada","Tidak ditutup sama sekali","-","Tidak ada Instalasi Pengolahan Air Lindi (IPAL) di TPA","-","TIDAK ADA","-","-"]
[null,2022,2,"Kalimantan Barat","Kab. Sanggau","TPA Kembayan","TPA Pemda (Non Regional)","A",328.5,328.5,0,0,0,0,"Kembayan",null,null,"Pemda DATI II",0,"Open Dumping","-","-",4000,"Manual Book","Ada tapi sedang rusak","Tidak ditutup sama sekali","-","Tidak ada Instalasi Pengolahan Air Lindi (IPAL) di TPA","-","TIDAK ADA","-","-"]
[null,2022,2,"Kalimantan Barat","Kab. Sanggau","TPA Sosok","TPA Pemda (Non Regional)","A",1277.5,1277.5,0,0,0,0,"Sosok",null,null,"Pemda DATI II",0,"Open Dumping","-","-",5000,"Manual Book","Tidak Ada","Tidak ditutup sama sekali","-","Tidak ada Instalasi Pengolahan Air Lindi (IPAL) di TPA","-","TIDAK ADA","-","-"]
[null,2022,2,"Kalimantan Barat","Kab. Sanggau","TPA Tanjak Mulung","TPA Pemda (Non Regional)","A",1058.5,1058.5,0,0,0,0,"Meliau",null,null,"Pemda DATI II",0,"Open Dumping","-","-",15000,"Manual Book","Tidak Ada","Tidak ditutup sama sekali","-","Tidak ada Instalasi Pengolahan Air Lindi (IPAL) di TPA","-","TIDAK ADA","-","-"]
[null,2022,2,"Kalimantan Barat","Kab. Sanggau","TPA Bodok","TPA Pemda (Non Regional)","A",131.4,131.4,0,0,0,0,"Bodok",null,null,"Pemda DATI II",0,"Open Dumping","-","-","-","Manual Book","Tidak Ada","Tidak ditutup sama sekali","-","Tidak ada Instalasi Pengolahan Air Lindi (IPAL) di TPA","-","TIDAK ADA","-","-"]
[null,2022,2,"Kalimantan Barat","Kab. Sanggau","TPA Sungai Setia","TPA Pemda (Non Regional)","A",131.4,131.4,0,0,0,0,"Kecamatan Toba",null,null,"Pemda DATI II",0,"Open Dumping","-","-",10000,"Manual Book","Tidak Ada","Tidak ditutup sama sekali","-","Tidak ada Instalasi Pengolahan Air Lindi (IPAL) di TPA","-","TIDAK ADA","-","-"]
[null,2022,2,"Kalimantan Barat","Kab. Sanggau","TPA Sungai Kosak","TPA Pemda (Non Regional)","A",15330,15147.5,0,0,182.5,0,"Jl. Aster","Sungai Sengkuang","Kapuas","Pemda DATI II",4.5,"Open Dumping",1994,"-",20085,"Manual Book","Tidak Ada","Tidak ditutup sama sekali","-","Tidak ada Instalasi Pengolahan Air Lindi (IPAL) di TPA","-","TIDAK ADA","-","-"]
[null,2022,2,"Kalimantan Barat","Kab. Kapuas Hulu","TPA SIBAU HULU","TPA Pemda (Non Regional)","A",9033.75,8303.75,0,0,730,0,"Jalan Lintas Kalimantan Poros Utara",null,null,"Pemda DATI II",1,"Open Dumping",2005,2020,2000,"Manual Book","Tidak Ada","Tidak ditutup sama sekali","-","Tidak ada Instalasi Pengolahan Air Lindi (IPAL) di TPA","-","TIDAK ADA","-","-"]
[null,2022,2,"Kalimantan Barat","Kab. Kapuas Hulu","TPA SIBAU HULU","TPA Pemda (Non Regional)","A",9033.75,8303.75,0,0,730,0,"Jalan Lintas Kalimantan Poros Utara",null,null,"Pemda DATI II",1,"Open Dumping",2005,2020,2000,"Manual Book","Tidak Ada","Tidak ditutup sama sekali","-","Tidak ada Instalasi Pengolahan Air Lindi (IPAL) di TPA","-","TIDAK ADA","-","-"]
[null,2022,2,"Kalimantan Barat","Kota Pontianak","TPA BATU LAYANG","TPA Pemda (Non Regional)","A",107123.85,106678.55,0,0,445.3,0,"Jalan Kebangkitan Nasional","Batu Layang","Pontianak Utara","Pemda DATI II",26,"Control Landfill",1997,"-",10656.76,"Otomatis Komputerisasi (Aplikasi Khusus TPA)","Ada dan berfungsi dengan baik","Setahun Sekali",12,"Ada, Instalasi Pengolahan Air Lindi (IPAL) di TPA berupa kolam pengendapan dan proses biologi, masih berfungsi baik dan terawat.","-","ADA","-","-"]
[null,2022,2,"Kalimantan Barat","Kota Singkawang","TPA WONOSARI","TPA Pemda (Non Regional)","A",25878.5,25850.799999999999,20.399999999999999,0,7.3,0,"Jl Wonosari","Roban","Singkawang Tengah","Pemda DATI II",9.77,"Control Landfill",20071212,"-",11921,"Manual Book","Ada dan berfungsi dengan baik","Tiga atau Empat Bulan Sekali",2,"Ada, Instalasi Pengolahan Air Lindi (IPAL) di TPA hanya berupa kolam pengendapan saja tanpa proses biologi atau proses kimia, masih berfungsi baik dan terawat.","-","ADA","Tidak ada. Gas Metana dibakar.","-"]
[null,2022,2,"Kalimantan Tengah","Kab. Kotawaringin Barat","TPA Pangkalan Bun","TPA Pemda (Non Regional)","A",25732.5,24637.5,438,365,292,0,"Jalan Translik","Desa Pasir Panjang","Arut selatan","Pemda DATI II",3,"Sanitary Landfill",2013,"-",3600,"Manual Book","Ada dan berfungsi dengan baik","Setiap hari",4,"Ada, Instalasi Pengolahan Air Lindi (IPAL) di TPA berupa kolam pengendapan dan proses biologi, masih berfungsi baik dan terawat.","-","ADA","Untuk Energi Listrik","-"]
[null,2022,2,"Kalimantan Tengah","Kab. Kotawaringin Barat","TPA Pangkalan Bun","TPA Pemda (Non Regional)","A",25732.5,24637.5,438,365,292,0,"Jalan Translik","Desa Pasir Panjang","Arut selatan","Pemda DATI II",3,"Sanitary Landfill",2013,"-",3600,"Manual Book","Ada dan berfungsi dengan baik","Setiap hari",4,"Ada, Instalasi Pengolahan Air Lindi (IPAL) di TPA berupa kolam pengendapan dan proses biologi, masih berfungsi baik dan terawat.","-","ADA","Untuk Energi Listrik","-"]
[null,2022,2,"Kalimantan Tengah","Kab. Kapuas","TPA HANDEL PALINGET","TPA Pemda (Non Regional)","A",8030,7927.8,73,0,29.2,0,"Jl. Pemuda KM. 7,5","Selat Utara","Selat","Pemda DATI II",11.5,"Control Landfill","30 Desember 2016","-",7000,"Kombinasi timbangan dengan Komputer (excel / tidak otomatis)","Ada dan berfungsi dengan baik","Tiga hari sekali atau seminggu dua kali",2,"Ada, Instalasi Pengolahan Air Lindi (IPAL) di TPA hanya berupa kolam pengendapan saja tanpa proses biologi atau proses kimia, masih berfungsi baik dan terawat.",4,"ADA","Tidak ada. Melepas gas Metana ke udara.","-"]
[null,2022,2,"Kalimantan Tengah","Kab. Kapuas","TPA HANDEL PALINGET","TPA Pemda (Non Regional)","A",8030,7927.8,73,0,29.2,0,"Jl. Pemuda KM. 7,5","Selat Utara","Selat","Pemda DATI II",11.5,"Control Landfill","30 Desember 2016","-",7000,"Kombinasi timbangan dengan Komputer (excel / tidak otomatis)","Ada dan berfungsi dengan baik","Tiga hari sekali atau seminggu dua kali",2,"Ada, Instalasi Pengolahan Air Lindi (IPAL) di TPA hanya berupa kolam pengendapan saja tanpa proses biologi atau proses kimia, masih berfungsi baik dan terawat.",4,"ADA","Tidak ada. Melepas gas Metana ke udara.","-"]
[null,2022,2,"Kalimantan Tengah","Kab. Barito Selatan","TPA RIKUT JAWU","TPA Pemda (Non Regional)","A",2583.98,2510.98,0,0,73,0,"RIKUT JAWU","DESA SABABILAH","DUSUN SELATAN","Pemda DATI II",7,"Control Landfill","30 DESEMBER 2019","30 DESEMBER 2039",1.3,"Otomatis Komputerisasi (Aplikasi Khusus TPA)","Ada dan berfungsi dengan baik","Tiga hari sekali atau seminggu dua kali",2,"Ada, Instalasi Pengolahan Air Lindi (IPAL) di TPA hanya berupa kolam pengendapan saja tanpa proses biologi atau proses kimia, masih berfungsi baik dan terawat.","-","ADA","Tidak ada. Gas Metana dibakar.","-"]
[null,2022,2,"Kalimantan Tengah","Kab. Barito Selatan","TPA RIKUT JAWU","TPA Pemda (Non Regional)","A",2583.98,2510.98,0,0,73,0,"RIKUT JAWU","DESA SABABILAH","DUSUN SELATAN","Pemda DATI II",7,"Control Landfill","30 DESEMBER 2019","30 DESEMBER 2039",1.3,"Otomatis Komputerisasi (Aplikasi Khusus TPA)","Ada dan berfungsi dengan baik","Tiga hari sekali atau seminggu dua kali",2,"Ada, Instalasi Pengolahan Air Lindi (IPAL) di TPA hanya berupa kolam pengendapan saja tanpa proses biologi atau proses kimia, masih berfungsi baik dan terawat.","-","ADA","Tidak ada. Gas Metana dibakar.","-"]
[null,2022,2,"Kalimantan Tengah","Kab. Barito Utara","TPA KM 13","TPA Pemda (Non Regional)","A",9125,8906,36.5,0,182.5,0,"Jl. Negara Muara Teweh - Puruk Cahu Km.13","Desa Ipu","Lahei","Pemda DATI II",5,"Control Landfill","1-1-2017",2022,12000,"Kombinasi timbangan dengan Komputer (excel / tidak otomatis)","Tidak Ada","Tujuh hari sekali atau Seminggu Sekali",2,"Ada, Instalasi Pengolahan Air Lindi (IPAL) di TPA hanya berupa kolam pengendapan saja tanpa proses biologi atau proses kimia, masih berfungsi baik dan terawat.","-","ADA","Tidak ada. Gas Metana dibakar.","-"]
[null,2022,2,"Kalimantan Tengah","Kab. Barito Utara","TPA KM 13","TPA Pemda (Non Regional)","A",9125,8906,36.5,0,182.5,0,"Jl. Negara Muara Teweh - Puruk Cahu Km.13","Desa Ipu","Lahei","Pemda DATI II",5,"Control Landfill","1-1-2017",2022,12000,"Kombinasi timbangan dengan Komputer (excel / tidak otomatis)","Tidak Ada","Tujuh hari sekali atau Seminggu Sekali",2,"Ada, Instalasi Pengolahan Air Lindi (IPAL) di TPA hanya berupa kolam pengendapan saja tanpa proses biologi atau proses kimia, masih berfungsi baik dan terawat.","-","ADA","Tidak ada. Gas Metana dibakar.","-"]
[null,2022,2,"Kalimantan Tengah","Kab. Seruyan","TPA PEMATANG PANJANG","TPA Pemda (Non Regional)","A",5110,4220.3100000000004,410.63,479.06,0,0,"Jl. Raya Kuala Pembuang - Sampit KM 7","PEMATANG PANJANG","SERUYAN HILIR TIMUR","Pemda DATI II",7,"Sanitary Landfill",2011,"-",8000,"Manual Book","Tidak Ada","Tidak ditutup sama sekali",1,"Tidak ada Instalasi Pengolahan Air Lindi (IPAL) di TPA","-","TIDAK ADA","Tidak ada. Gas Metana dibakar.","-"]
[null,2022,2,"Kalimantan Tengah","Kab. Seruyan","TPA PEMATANG PANJANG","TPA Pemda (Non Regional)","A",5110,4220.3100000000004,410.63,479.06,0,0,"Jl. Raya Kuala Pembuang - Sampit KM 7","PEMATANG PANJANG","SERUYAN HILIR TIMUR","Pemda DATI II",7,"Sanitary Landfill",2011,"-",8000,"Manual Book","Tidak Ada","Tidak ditutup sama sekali",1,"Tidak ada Instalasi Pengolahan Air Lindi (IPAL) di TPA","-","TIDAK ADA","Tidak ada. Gas Metana dibakar.","-"]
[null,2022,2,"Kalimantan Tengah","Kab. Gunung Mas","TPA KUALA KURUN","TPA Pemda (Non Regional)","A",6175.47,6175.47,0,0,0,0,"JALAN KURUN - TEWAH KM. 10","KUALA KURUN","KURUN","Pemda DATI II",12.92,"Control Landfill","-","-",20000,"Manual Book","Tidak Ada","Setahun Sekali","-","Ada, Instalasi Pengolahan Air Lindi (IPAL) di TPA tetapi sudah rusak atau tidak berfungsi dengan baik dan tidak terawat","-","ADA","-","-"]
[null,2022,2,"Kalimantan Tengah","Kab. Gunung Mas","TPA KUALA KURUN","TPA Pemda (Non Regional)","A",6175.47,6175.47,0,0,0,0,"JALAN KURUN - TEWAH KM. 10","KUALA KURUN","KURUN","Pemda DATI II",12.92,"Control Landfill","-","-",20000,"Manual Book","Tidak Ada","Setahun Sekali","-","Ada, Instalasi Pengolahan Air Lindi (IPAL) di TPA tetapi sudah rusak atau tidak berfungsi dengan baik dan tidak terawat","-","ADA","-","-"]
[null,2022,2,"Kalimantan Tengah","Kab. Pulang Pisau","TPA Desa Gohong","TPA Pemda (Non Regional)","A",1547.6,1547.6,0,0,0,0,"Jl. Trans Kalimantan",null,null,"Pemda DATI II",6.43,"Open Dumping",2010,2029,13050,"Manual Book","Tidak Ada","Tidak ditutup sama sekali","-","Tidak ada Instalasi Pengolahan Air Lindi (IPAL) di TPA","-","TIDAK ADA","-","-"]
[null,2022,2,"Kalimantan Tengah","Kab. Pulang Pisau","TPA Desa Gohong","TPA Pemda (Non Regional)","A",1547.6,1547.6,0,0,0,0,"Jl. Trans Kalimantan",null,null,"Pemda DATI II",6.43,"Open Dumping",2010,2029,13050,"Manual Book","Tidak Ada","Tidak ditutup sama sekali","-","Tidak ada Instalasi Pengolahan Air Lindi (IPAL) di TPA","-","TIDAK ADA","-","-"]
[null,2022,2,"Kalimantan Tengah","Kab. Murung Raya","TPA SEMPANGO","TPA Pemda (Non Regional)","A",4015,3905.5,0,0,109.5,0,"Jl. Lintas Kalimantan Poros Tengah","Beriwit","Murung","Pemda DATI II",7,"Control Landfill","-","-",2000,"-","Tidak Ada","Dua minggu sekali",25,"Ada, Instalasi Pengolahan Air Lindi (IPAL) di TPA berupa kolam pengendapan dan proses biologi serta proses kimia, masih berfungsi baik dan terawat.","-","ADA","Tidak ada. Gas Metana dibakar.","-"]
[null,2022,2,"Kalimantan Tengah","Kab. Murung Raya","TPA SEMPANGO","TPA Pemda (Non Regional)","A",4015,3905.5,0,0,109.5,0,"Jl. Lintas Kalimantan Poros Tengah","Beriwit","Murung","Pemda DATI II",7,"Control Landfill","-","-",2000,"-","Tidak Ada","Dua minggu sekali",25,"Ada, Instalasi Pengolahan Air Lindi (IPAL) di TPA berupa kolam pengendapan dan proses biologi serta proses kimia, masih berfungsi baik dan terawat.","-","ADA","Tidak ada. Gas Metana dibakar.","-"]
[null,2022,2,"Kalimantan Tengah","Kab. Barito Timur","TPA Lenggang","TPA Pemda (Non Regional)","A",1306.7,1306.7,0,0,0,0,"Lenggang","Lenggang","Raren Batuah","Pemda DATI II",1.2,"Open Dumping",2010,"-",12000,"Manual Book","Tidak Ada","Tiga atau Empat Bulan Sekali","-","Tidak ada Instalasi Pengolahan Air Lindi (IPAL) di TPA","-","ADA","-","-"]
[null,2022,2,"Kalimantan Tengah","Kab. Barito Timur","TPA Luaw Benawa","TPA Pemda (Non Regional)","A",2748.45,2675.45,0,0,73,0,"Murutuwu","Murutuwu","Paju Epat","Pemda DATI II",2.2000000000000002,"Open Dumping",2008,"-",6000,"Manual Book","Tidak Ada","Tidak ditutup sama sekali","-","Tidak ada Instalasi Pengolahan Air Lindi (IPAL) di TPA","-","ADA","-","-"]
[null,2022,2,"Kalimantan Tengah","Kab. Barito Timur","TPA Lenggang","TPA Pemda (Non Regional)","A",1306.7,1306.7,0,0,0,0,"Lenggang","Lenggang","Raren Batuah","Pemda DATI II",1.2,"Open Dumping",2010,"-",12000,"Manual Book","Tidak Ada","Tiga atau Empat Bulan Sekali","-","Tidak ada Instalasi Pengolahan Air Lindi (IPAL) di TPA","-","ADA","-","-"]
[null,2022,2,"Kalimantan Tengah","Kab. Barito Timur","TPA Luaw Benawa","TPA Pemda (Non Regional)","A",2748.45,2675.45,0,0,73,0,"Murutuwu","Murutuwu","Paju Epat","Pemda DATI II",2.2000000000000002,"Open Dumping",2008,"-",6000,"Manual Book","Tidak Ada","Tidak ditutup sama sekali","-","Tidak ada Instalasi Pengolahan Air Lindi (IPAL) di TPA","-","ADA","-","-"]
[null,2022,2,"Kalimantan Tengah","Kota Palangkaraya","TPA KM.14","TPA Pemda (Non Regional)","A",39664.550000000003,39080.550000000003,219,0,365,0,"Tjilik Riwut Km. 14","Bukit Tunggal","Jekan Raya","Pemda DATI II",10,"Control Landfill",2000,20,34.299999999999997,"Kombinasi timbangan dengan Komputer (excel / tidak otomatis)","Ada dan berfungsi dengan baik","Sebulan sekali",1,"Ada, Instalasi Pengolahan Air Lindi (IPAL) di TPA hanya berupa kolam pengendapan saja tanpa proses biologi atau proses kimia, masih berfungsi baik dan terawat.",4,"ADA","Tidak ada. Gas Metana dibakar.","-"]
[null,2022,2,"Kalimantan Selatan","Kab. Tanah Laut","TPA Bakunci","TPA Pemda (Non Regional)","A",14884.7,14729.21,0,155.49,0,0,"Jl. Raya Taskisung","Karang Taruna","Pelaihari","Pemda DATI II",13,"Control Landfill",2007,"-","-","Kombinasi timbangan dengan Komputer (excel / tidak otomatis)","Ada dan berfungsi dengan baik","Tiga hari sekali atau seminggu dua kali",2,"Ada, Instalasi Pengolahan Air Lindi (IPAL) di TPA berupa kolam pengendapan dan proses biologi serta proses kimia, masih berfungsi baik dan terawat.",2,"ADA","Untuk Bahan Bakar","-"]
[null,2022,2,"Kalimantan Selatan","Kab. Tanah Laut","TPA Bakunci","TPA Pemda (Non Regional)","A",14884.7,14729.21,0,155.49,0,0,"Jl. Raya Taskisung","Karang Taruna","Pelaihari","Pemda DATI II",13,"Control Landfill",2007,"-","-","Kombinasi timbangan dengan Komputer (excel / tidak otomatis)","Ada dan berfungsi dengan baik","Tiga hari sekali atau seminggu dua kali",2,"Ada, Instalasi Pengolahan Air Lindi (IPAL) di TPA berupa kolam pengendapan dan proses biologi serta proses kimia, masih berfungsi baik dan terawat.",2,"ADA","Untuk Bahan Bakar","-"]
[null,2022,2,"Kalimantan Selatan","Kab. Kotabaru","TPA SUNGUP","TPA Pemda (Non Regional)","A",12968.45,12959.32,0,0,9.1300000000000008,0,"JL. Raya Tj. Serdang KM..45","Sungup","Pulau Laut Tengah","Pemda DATI II",20,"Control Landfill",2012,"-",9000,"Manual Book","Tidak Ada","Sebulan sekali",2,"Ada, Instalasi Pengolahan Air Lindi (IPAL) di TPA hanya berupa kolam pengendapan saja tanpa proses biologi atau proses kimia, masih berfungsi baik dan terawat.",2,"ADA","-","-"]
[null,2022,2,"Kalimantan Selatan","Kab. Kotabaru","TPA SUNGUP","TPA Pemda (Non Regional)","A",12968.45,12959.32,0,0,9.1300000000000008,0,"JL. Raya Tj. Serdang KM..45","Sungup","Pulau Laut Tengah","Pemda DATI II",20,"Control Landfill",2012,"-",9000,"Manual Book","Tidak Ada","Sebulan sekali",2,"Ada, Instalasi Pengolahan Air Lindi (IPAL) di TPA hanya berupa kolam pengendapan saja tanpa proses biologi atau proses kimia, masih berfungsi baik dan terawat.",2,"ADA","-","-"]
[null,2022,2,"Kalimantan Selatan","Kab. Banjar","TPA Cahaya Kencana","TPA Pemda (Non Regional)","A",105850,102930,1825,365,730,0,"jalan padang panjang","Desa Padang Panjang","Karang Intan","Pemda DATI II",0,"Sanitary Landfill",2012,"sekarang",165000,"Kombinasi timbangan dengan Komputer (excel / tidak otomatis)","Ada dan berfungsi dengan baik","-",3,"Ada, Instalasi Pengolahan Air Lindi (IPAL) di TPA berupa kolam pengendapan dan proses biologi serta proses kimia, masih berfungsi baik dan terawat.",1,"ADA","Tidak ada. Melepas gas Metana ke udara.",50]
[null,2022,2,"Kalimantan Selatan","Kab. Barito Kuala","TPA Banjarbakula",null,"A",10950,10220,365,182.5,182.5,0,"Jalan Trans Kalimantan",null,null,null,0,"Control Landfill","-","-","-","-","-","-","-","-","-","TIDAK ADA","-","-"]
[null,2022,2,"Kalimantan Selatan","Kab. Barito Kuala","TPA Tabing Rimbah","TPA Pemda (Non Regional)","A",4927.5,3650,730,365,182.5,0,"Jalan TPA Tabing Rimbah","Tabing Rimbah","Mandastana","Lainnya",16,"Control Landfill","3-10-2010",2021,1,"Otomatis Komputerisasi (Aplikasi Khusus TPA)","Ada dan berfungsi dengan baik","Tiga hari sekali atau seminggu dua kali",5,"Ada, Instalasi Pengolahan Air Lindi (IPAL) di TPA berupa kolam pengendapan dan proses biologi serta proses kimia, masih berfungsi baik dan terawat.",2,"ADA","Tidak ada. Melepas gas Metana ke udara.","-"]
[null,2022,2,"Kalimantan Selatan","Kab. Barito Kuala","TPA Banjarbakula",null,"A",10950,10220,365,182.5,182.5,0,"Jalan Trans Kalimantan",null,null,null,0,"Control Landfill","-","-","-","-","-","-","-","-","-","TIDAK ADA","-","-"]
[null,2022,2,"Kalimantan Selatan","Kab. Barito Kuala","TPA Tabing Rimbah","TPA Pemda (Non Regional)","A",4927.5,3650,730,365,182.5,0,"Jalan TPA Tabing Rimbah","Tabing Rimbah","Mandastana","Lainnya",16,"Control Landfill","3-10-2010",2021,1,"Otomatis Komputerisasi (Aplikasi Khusus TPA)","Ada dan berfungsi dengan baik","Tiga hari sekali atau seminggu dua kali",5,"Ada, Instalasi Pengolahan Air Lindi (IPAL) di TPA berupa kolam pengendapan dan proses biologi serta proses kimia, masih berfungsi baik dan terawat.",2,"ADA","Tidak ada. Melepas gas Metana ke udara.","-"]
[null,2022,2,"Kalimantan Selatan","Kab. Tapin","TPA HATIWIN","TPA Pemda (Non Regional)","A",16060,15074.5,401.5,255.5,328.5,0,"Jalan Antang","Desa Hatiwin","Tapin Selatan","Pemda DATI II",8,"Control Landfill","1-01-2013",2023,600,"Otomatis Komputerisasi (Aplikasi Khusus TPA)","Ada dan berfungsi dengan baik","Tiga hari sekali atau seminggu dua kali",4,"Ada, Instalasi Pengolahan Air Lindi (IPAL) di TPA berupa kolam pengendapan dan proses biologi, masih berfungsi baik dan terawat.",4,"ADA","Tidak ada. Melepas gas Metana ke udara.","-"]
[null,2022,2,"Kalimantan Selatan","Kab. Tapin","TPA HATIWIN","TPA Pemda (Non Regional)","A",16060,15074.5,401.5,255.5,328.5,0,"Jalan Antang","Desa Hatiwin","Tapin Selatan","Pemda DATI II",8,"Control Landfill","1-01-2013",2023,600,"Otomatis Komputerisasi (Aplikasi Khusus TPA)","Ada dan berfungsi dengan baik","Tiga hari sekali atau seminggu dua kali",4,"Ada, Instalasi Pengolahan Air Lindi (IPAL) di TPA berupa kolam pengendapan dan proses biologi, masih berfungsi baik dan terawat.",4,"ADA","Tidak ada. Melepas gas Metana ke udara.","-"]
[null,2022,2,"Kalimantan Selatan","Kab. Hulu Sungai Selatan","TPA MALUTU","TPA Pemda (Non Regional)","A",16279,15731.5,182.5,91.25,273.75,0,"PAHARUANGAN 4","SEI RAYA SELATAN","SUNGAI RAYA","Pemda DATI II",9,"Control Landfill","1-01-2020",2025,1500,"Kombinasi timbangan dengan Komputer (excel / tidak otomatis)","Ada dan berfungsi dengan baik","Setiap hari",3,"Ada, Instalasi Pengolahan Air Lindi (IPAL) di TPA berupa kolam pengendapan dan proses biologi serta proses kimia, masih berfungsi baik dan terawat.",2,"TIDAK ADA","Tidak ada. Melepas gas Metana ke udara.","-"]
[null,2022,2,"Kalimantan Selatan","Kab. Hulu Sungai Selatan","TPA MALUTU","TPA Pemda (Non Regional)","A",16279,15731.5,182.5,91.25,273.75,0,"PAHARUANGAN 4","SEI RAYA SELATAN","SUNGAI RAYA","Pemda DATI II",9,"Control Landfill","1-01-2020",2025,1500,"Kombinasi timbangan dengan Komputer (excel / tidak otomatis)","Ada dan berfungsi dengan baik","Setiap hari",3,"Ada, Instalasi Pengolahan Air Lindi (IPAL) di TPA berupa kolam pengendapan dan proses biologi serta proses kimia, masih berfungsi baik dan terawat.",2,"TIDAK ADA","Tidak ada. Melepas gas Metana ke udara.","-"]
[null,2022,2,"Kalimantan Selatan","Kab. Hulu Sungai Tengah","TPA TELANG","TPA Pemda (Non Regional)","A",21284.240000000002,20773.240000000002,146,182.5,182.5,0,"Jl. Ahmad Yani RT. 06 / RW.03","TELANG","BATANG ALAI UTARA","Pemda DATI II",20,"Control Landfill","31 Desember 1990",2022,17,"Kombinasi timbangan dengan Komputer (excel / tidak otomatis)","Ada dan berfungsi dengan baik","Tujuh hari sekali atau Seminggu Sekali",4,"Ada, Instalasi Pengolahan Air Lindi (IPAL) di TPA berupa kolam pengendapan dan proses biologi serta proses kimia, masih berfungsi baik dan terawat.",4,"ADA","Tidak ada. Gas Metana dibakar.","-"]
[null,2022,2,"Kalimantan Selatan","Kab. Hulu Sungai Tengah","TPA TELANG","TPA Pemda (Non Regional)","A",21284.240000000002,20773.240000000002,146,182.5,182.5,0,"Jl. Ahmad Yani RT. 06 / RW.03","TELANG","BATANG ALAI UTARA","Pemda DATI II",20,"Control Landfill","31 Desember 1990",2022,17,"Kombinasi timbangan dengan Komputer (excel / tidak otomatis)","Ada dan berfungsi dengan baik","Tujuh hari sekali atau Seminggu Sekali",4,"Ada, Instalasi Pengolahan Air Lindi (IPAL) di TPA berupa kolam pengendapan dan proses biologi serta proses kimia, masih berfungsi baik dan terawat.",4,"ADA","Tidak ada. Gas Metana dibakar.","-"]
[null,2022,2,"Kalimantan Selatan","Kab. Hulu Sungai Utara","TPA TEBING LIRING","TPA Pemda (Non Regional)","A",18399.650000000001,16647.650000000001,273.75,54.75,1423.5,0,"Jln. Guntung - lampihong","Desa Tabing Lering","Amuntai Utara","Pemda DATI II",70,"Sanitary Landfill","01 Mei 2008","-",30000,"Kombinasi timbangan dengan Komputer (excel / tidak otomatis)","Ada dan berfungsi dengan baik","Tiga hari sekali atau seminggu dua kali",3,"Ada, Instalasi Pengolahan Air Lindi (IPAL) di TPA hanya berupa kolam pengendapan saja tanpa proses biologi atau proses kimia, masih berfungsi baik dan terawat.",4,"ADA","Tidak ada. Melepas gas Metana ke udara.","-"]
[null,2022,2,"Kalimantan Selatan","Kab. Hulu Sungai Utara","TPA TEBING LIRING","TPA Pemda (Non Regional)","A",18399.650000000001,16647.650000000001,273.75,54.75,1423.5,0,"Jln. Guntung - lampihong","Desa Tabing Lering","Amuntai Utara","Pemda DATI II",70,"Sanitary Landfill","01 Mei 2008","-",30000,"Kombinasi timbangan dengan Komputer (excel / tidak otomatis)","Ada dan berfungsi dengan baik","Tiga hari sekali atau seminggu dua kali",3,"Ada, Instalasi Pengolahan Air Lindi (IPAL) di TPA hanya berupa kolam pengendapan saja tanpa proses biologi atau proses kimia, masih berfungsi baik dan terawat.",4,"ADA","Tidak ada. Melepas gas Metana ke udara.","-"]
[null,2022,2,"Kalimantan Selatan","Kab. Tabalong","TPA Sanitary Landfill Desa Bongkang","TPA Pemda (Non Regional)","A",26791,26695.99,6.1,44.46,44.46,0,"Jl. Trans Bongkang RT 7","Desa Bongkang","Haruai","Pemda DATI II",12,"Control Landfill","13 Januari 2020",2036,1000,"Otomatis Komputerisasi (Aplikasi Khusus TPA)","Ada dan berfungsi dengan baik","Setiap hari",2,"Ada, Instalasi Pengolahan Air Lindi (IPAL) di TPA hanya berupa kolam pengendapan saja tanpa proses biologi atau proses kimia, masih berfungsi baik dan terawat.",255,"ADA","Tidak ada. Melepas gas Metana ke udara.","-"]
[null,2022,2,"Kalimantan Selatan","Kab. Tabalong","TPA Sanitary Landfill Desa Bongkang","TPA Pemda (Non Regional)","A",26791,26695.99,6.1,44.46,44.46,0,"Jl. Trans Bongkang RT 7","Desa Bongkang","Haruai","Pemda DATI II",12,"Control Landfill","13 Januari 2020",2036,1000,"Otomatis Komputerisasi (Aplikasi Khusus TPA)","Ada dan berfungsi dengan baik","Setiap hari",2,"Ada, Instalasi Pengolahan Air Lindi (IPAL) di TPA hanya berupa kolam pengendapan saja tanpa proses biologi atau proses kimia, masih berfungsi baik dan terawat.",255,"ADA","Tidak ada. Melepas gas Metana ke udara.","-"]
[null,2022,2,"Kalimantan Selatan","Kab. Tanah Bumbu","TPA Sungai Dua","TPA Pemda (Non Regional)","A",18623.759999999998,18495.86,0,0,127.9,0,"Jl Raya serongga","Sungai Dua","Simpang Empat","Pemda DATI II",8,"Control Landfill",2011,2020,20000,"Kombinasi timbangan dengan Komputer (excel / tidak otomatis)","Ada dan berfungsi dengan baik","Tiga hari sekali atau seminggu dua kali",2,"Ada, Instalasi Pengolahan Air Lindi (IPAL) di TPA berupa kolam pengendapan dan proses biologi, masih berfungsi baik dan terawat.",2,"ADA","Untuk Bahan Bakar",11]
[null,2022,2,"Kalimantan Selatan","Kab. Tanah Bumbu","TPA Satui","TPA Pemda (Non Regional)","A",15884.8,15884.8,0,0,0,0,"Jombang","Sinar Bulan","Satui","Pemda DATI II",2,"Open Dumping",2011,"-",20000,"Kombinasi timbangan dengan Komputer (excel / tidak otomatis)","-","Tiga atau Empat Bulan Sekali","-","Tidak ada Instalasi Pengolahan Air Lindi (IPAL) di TPA","-","TIDAK ADA","-","-"]
[null,2022,2,"Kalimantan Selatan","Kab. Tanah Bumbu","TPA Betung","TPA Pemda (Non Regional)","A",11990.25,11990.25,0,0,0,0,"Betung","Betung","Kusan Hilir","Pemda DATI II",2,"Open Dumping",2011,"-",20000,"Manual Book","Tidak Ada","Tiga atau Empat Bulan Sekali","-","Tidak ada Instalasi Pengolahan Air Lindi (IPAL) di TPA","-","TIDAK ADA","-","-"]
[null,2022,2,"Kalimantan Selatan","Kab. Tanah Bumbu","TPA Sungai Dua","TPA Pemda (Non Regional)","A",18623.759999999998,18495.86,0,0,127.9,0,"Jl Raya serongga","Sungai Dua","Simpang Empat","Pemda DATI II",8,"Control Landfill",2011,2020,20000,"Kombinasi timbangan dengan Komputer (excel / tidak otomatis)","Ada dan berfungsi dengan baik","Tiga hari sekali atau seminggu dua kali",2,"Ada, Instalasi Pengolahan Air Lindi (IPAL) di TPA berupa kolam pengendapan dan proses biologi, masih berfungsi baik dan terawat.",2,"ADA","Untuk Bahan Bakar",11]
[null,2022,2,"Kalimantan Selatan","Kab. Tanah Bumbu","TPA Satui","TPA Pemda (Non Regional)","A",15884.8,15884.8,0,0,0,0,"Jombang","Sinar Bulan","Satui","Pemda DATI II",2,"Open Dumping",2011,"-",20000,"Kombinasi timbangan dengan Komputer (excel / tidak otomatis)","-","Tiga atau Empat Bulan Sekali","-","Tidak ada Instalasi Pengolahan Air Lindi (IPAL) di TPA","-","TIDAK ADA","-","-"]
[null,2022,2,"Kalimantan Selatan","Kab. Tanah Bumbu","TPA Betung","TPA Pemda (Non Regional)","A",11990.25,11990.25,0,0,0,0,"Betung","Betung","Kusan Hilir","Pemda DATI II",2,"Open Dumping",2011,"-",20000,"Manual Book","Tidak Ada","Tiga atau Empat Bulan Sekali","-","Tidak ada Instalasi Pengolahan Air Lindi (IPAL) di TPA","-","TIDAK ADA","-","-"]
[null,2022,2,"Kalimantan Selatan","Kab. Balangan","TPA BATU MERAH","TPA Pemda (Non Regional)","A",14782.5,13502.08,730,2.92,547.5,0,"Jl. Sutera Ali Adul, RT 03 Desa Batu Merah","BATU MERAH","LAMPIHONG","Pemda DATI II",9.84,"Control Landfill",1982,2035,24750,"Kombinasi timbangan dengan Komputer (excel / tidak otomatis)","Ada dan berfungsi dengan baik","Tujuh hari sekali atau Seminggu Sekali",3,"Ada, Instalasi Pengolahan Air Lindi (IPAL) di TPA hanya berupa kolam pengendapan saja tanpa proses biologi atau proses kimia, masih berfungsi baik dan terawat.",2,"ADA","Untuk Bahan Bakar",1]
[null,2022,2,"Kalimantan Selatan","Kab. Balangan","TPA BATU MERAH","TPA Pemda (Non Regional)","A",14782.5,13502.08,730,2.92,547.5,0,"Jl. Sutera Ali Adul, RT 03 Desa Batu Merah","BATU MERAH","LAMPIHONG","Pemda DATI II",9.84,"Control Landfill",1982,2035,24750,"Kombinasi timbangan dengan Komputer (excel / tidak otomatis)","Ada dan berfungsi dengan baik","Tujuh hari sekali atau Seminggu Sekali",3,"Ada, Instalasi Pengolahan Air Lindi (IPAL) di TPA hanya berupa kolam pengendapan saja tanpa proses biologi atau proses kimia, masih berfungsi baik dan terawat.",2,"ADA","Untuk Bahan Bakar",1]
[null,2022,2,"Kalimantan Selatan","Kota Banjarmasin","TPA BASIRIH","TPA Pemda (Non Regional)","A",124496.71,122963.71,0,0,1533,0,"JL. Gub Soebardjo 26 / 06","Basirih Selatan","Banjarmasin Selatan","Lainnya",39.5,"Control Landfill","24-02-2000",2016,167408,"Kombinasi timbangan dengan Komputer (excel / tidak otomatis)","Ada dan berfungsi dengan baik","Dua minggu sekali",3,"Ada, Instalasi Pengolahan Air Lindi (IPAL) di TPA berupa kolam pengendapan dan proses biologi, masih berfungsi baik dan terawat.",12,"ADA","Tidak ada. Melepas gas Metana ke udara.",10]
[null,2022,2,"Kalimantan Selatan","Kota Banjarbaru","TPAST GUNUNG KUPANG","TPA Pemda (Non Regional)","A",49371.72,49003.1,305.16000000000003,63.47,0,0,"Jl. Tras Gunung Kupang","Gunung Kupang","Cempaka","Pemda DATI II",10,"Control Landfill","-","-",50000,"Kombinasi timbangan dengan Komputer (excel / tidak otomatis)","Ada dan berfungsi dengan baik","Tiga hari sekali atau seminggu dua kali",3,"-","-","ADA","Tidak ada. Gas Metana dibakar.","-"]
[null,2022,2,"Kalimantan Timur","Kab. Paser","TPA KM7 JANJU","TPA Pemda (Non Regional)","A",26178.11,24973.61,0,0,1204.5,0,"Jl. Negara Km. 7","JANJU","Grogot","Pemda DATI II",15.4,"Control Landfill","1-1-2010",2020,10000,"Kombinasi timbangan dengan Komputer (excel / tidak otomatis)","Ada dan berfungsi dengan baik","Dua minggu sekali",1,"Ada, Instalasi Pengolahan Air Lindi (IPAL) di TPA berupa kolam pengendapan dan proses biologi, masih berfungsi baik dan terawat.",10,"ADA","Tidak ada. Gas Metana dibakar.","-"]
[null,2022,2,"Kalimantan Timur","Kab. Paser","TPA KM7 JANJU","TPA Pemda (Non Regional)","A",26178.11,24973.61,0,0,1204.5,0,"Jl. Negara Km. 7","JANJU","Grogot","Pemda DATI II",15.4,"Control Landfill","1-1-2010",2020,10000,"Kombinasi timbangan dengan Komputer (excel / tidak otomatis)","Ada dan berfungsi dengan baik","Dua minggu sekali",1,"Ada, Instalasi Pengolahan Air Lindi (IPAL) di TPA berupa kolam pengendapan dan proses biologi, masih berfungsi baik dan terawat.",10,"ADA","Tidak ada. Gas Metana dibakar.","-"]
[null,2022,2,"Kalimantan Timur","Kab. Kutai Kartanegara","TPA Kec. Kembang Janggut","TPA Pemda (Non Regional)","A",5411.49,5411.49,0,0,0,0,"Desa Kembang Janggut","Kembang Janggut","Kembang janggut","Pemda DATI II",3,"Open Dumping",2019,"-","-","Manual Book","Tidak Ada","Setahun Sekali","-","-","-","TIDAK ADA","-","-"]
[null,2022,2,"Kalimantan Timur","Kab. Kutai Kartanegara","TPA Kec. Muara Badak","TPA Pemda (Non Regional)","A",7792.53,7792.53,0,0,0,0,"Desa Tanah Datar","Desa Tanah datar","Muara Badak","Pemda DATI II",10,"Open Dumping","-","-",10000,"Manual Book","Tidak Ada","-","-","Tidak ada Instalasi Pengolahan Air Lindi (IPAL) di TPA","-","TIDAK ADA","-","-"]
[null,2022,2,"Kalimantan Timur","Kab. Kutai Kartanegara","TPA Kec. Samboja","TPA Pemda (Non Regional)","A",15139.8,15139.8,0,0,0,0,"Desa Sungai Merdeka","Sungai Merdeka","Samboja","Pemda DATI II",40,"Open Dumping",2019,"-",2000,"Manual Book","Tidak Ada","Setahun Sekali","-","Tidak ada Instalasi Pengolahan Air Lindi (IPAL) di TPA","-","ADA","-","-"]
[null,2022,2,"Kalimantan Timur","Kab. Kutai Kartanegara","TPA Kec. Loa Janan","TPA Pemda (Non Regional)","A",10965.22,10965.22,0,0,0,0,"Jalan Putat","Loa Duri Ilir","Loa Janan","Pemda DATI II",3.6,"Open Dumping",2020,"-","-","Manual Book","Tidak Ada","Setahun Sekali","-","-","-","TIDAK ADA","-","-"]
[null,2022,2,"Kalimantan Timur","Kab. Kutai Kartanegara","TPA Kec. Kota Bangun","TPA Pemda (Non Regional)","A",14410.02,14410.02,0,0,0,0,"Desa Loleng Kecamatan Kota bangun","Desa Loleng","Kota Bangun","Pemda DATI II",4.38,"Open Dumping",2020,"-",30000,"Manual Book","Tidak Ada","-","-","Tidak ada Instalasi Pengolahan Air Lindi (IPAL) di TPA","-","ADA","-","-"]
[null,2022,2,"Kalimantan Timur","Kab. Kutai Kartanegara","TPA Bekotok","TPA Pemda (Non Regional)","A",26561.45,26287.7,182.5,0,91.25,0,"Jln Triu","Loa Ipuh","Tenggarong","Pemda DATI II",5,"Control Landfill",1993,"-",13500,"Kombinasi timbangan dengan Komputer (excel / tidak otomatis)","Ada tapi sedang rusak","Tiga atau Empat Bulan Sekali",1,"Ada, Instalasi Pengolahan Air Lindi (IPAL) di TPA berupa kolam pengendapan dan proses biologi serta proses kimia, masih berfungsi baik dan terawat.",22,"ADA","Untuk Bahan Bakar","-"]
[null,2022,2,"Kalimantan Timur","Kab. Kutai Kartanegara","TPA Kec. Kembang Janggut","TPA Pemda (Non Regional)","A",5411.49,5411.49,0,0,0,0,"Desa Kembang Janggut","Kembang Janggut","Kembang janggut","Pemda DATI II",3,"Open Dumping",2019,"-","-","Manual Book","Tidak Ada","Setahun Sekali","-","-","-","TIDAK ADA","-","-"]
[null,2022,2,"Kalimantan Timur","Kab. Kutai Kartanegara","TPA Kec. Muara Badak","TPA Pemda (Non Regional)","A",7792.53,7792.53,0,0,0,0,"Desa Tanah Datar","Desa Tanah datar","Muara Badak","Pemda DATI II",10,"Open Dumping","-","-",10000,"Manual Book","Tidak Ada","-","-","Tidak ada Instalasi Pengolahan Air Lindi (IPAL) di TPA","-","TIDAK ADA","-","-"]
[null,2022,2,"Kalimantan Timur","Kab. Kutai Kartanegara","TPA Kec. Samboja","TPA Pemda (Non Regional)","A",15139.8,15139.8,0,0,0,0,"Desa Sungai Merdeka","Sungai Merdeka","Samboja","Pemda DATI II",40,"Open Dumping",2019,"-",2000,"Manual Book","Tidak Ada","Setahun Sekali","-","Tidak ada Instalasi Pengolahan Air Lindi (IPAL) di TPA","-","ADA","-","-"]
[null,2022,2,"Kalimantan Timur","Kab. Kutai Kartanegara","TPA Kec. Loa Janan","TPA Pemda (Non Regional)","A",10965.22,10965.22,0,0,0,0,"Jalan Putat","Loa Duri Ilir","Loa Janan","Pemda DATI II",3.6,"Open Dumping",2020,"-","-","Manual Book","Tidak Ada","Setahun Sekali","-","-","-","TIDAK ADA","-","-"]
[null,2022,2,"Kalimantan Timur","Kab. Kutai Kartanegara","TPA Kec. Kota Bangun","TPA Pemda (Non Regional)","A",14410.02,14410.02,0,0,0,0,"Desa Loleng Kecamatan Kota bangun","Desa Loleng","Kota Bangun","Pemda DATI II",4.38,"Open Dumping",2020,"-",30000,"Manual Book","Tidak Ada","-","-","Tidak ada Instalasi Pengolahan Air Lindi (IPAL) di TPA","-","ADA","-","-"]
[null,2022,2,"Kalimantan Timur","Kab. Kutai Kartanegara","TPA Bekotok","TPA Pemda (Non Regional)","A",26561.45,26287.7,182.5,0,91.25,0,"Jln Triu","Loa Ipuh","Tenggarong","Pemda DATI II",5,"Control Landfill",1993,"-",13500,"Kombinasi timbangan dengan Komputer (excel / tidak otomatis)","Ada tapi sedang rusak","Tiga atau Empat Bulan Sekali",1,"Ada, Instalasi Pengolahan Air Lindi (IPAL) di TPA berupa kolam pengendapan dan proses biologi serta proses kimia, masih berfungsi baik dan terawat.",22,"ADA","Untuk Bahan Bakar","-"]
[null,2022,2,"Kalimantan Timur","Kab. Berau","TPA Talisayan","TPA Pemda (Non Regional)","A",0,0,0,0,0,0,"Jl.Poros Biatan Talisayan Km.8","Talisayan","Talisayan","Lainnya",0,"Open Dumping","-","-",500,"Manual Book","Tidak Ada","Tidak ditutup sama sekali","-","Tidak ada Instalasi Pengolahan Air Lindi (IPAL) di TPA","-","TIDAK ADA","-","-"]
[null,2022,2,"Kalimantan Timur","Kab. Berau","TPA Bujangga","TPA Pemda (Non Regional)","A",24936.799999999999,24904.720000000001,32.08,0,0,0,"Jl. Sultan Agung 6","Sei. Bedungun","Tanjung Redeb","Pemda DATI II",13,"Control Landfill","-","-",10000,"Manual Book","Ada tapi sedang rusak","Tiga hari sekali atau seminggu dua kali",3,"Ada, Instalasi Pengolahan Air Lindi (IPAL) di TPA berupa kolam pengendapan dan proses biologi, masih berfungsi baik dan terawat.","-","ADA","Tidak ada. Gas Metana dibakar.","-"]
[null,2022,2,"Kalimantan Timur","Kab. Berau","TPA Talisayan","TPA Pemda (Non Regional)","A",0,0,0,0,0,0,"Jl.Poros Biatan Talisayan Km.8","Talisayan","Talisayan","Lainnya",0,"Open Dumping","-","-",500,"Manual Book","Tidak Ada","Tidak ditutup sama sekali","-","Tidak ada Instalasi Pengolahan Air Lindi (IPAL) di TPA","-","TIDAK ADA","-","-"]
[null,2022,2,"Kalimantan Timur","Kab. Berau","TPA Bujangga","TPA Pemda (Non Regional)","A",24936.799999999999,24904.720000000001,32.08,0,0,0,"Jl. Sultan Agung 6","Sei. Bedungun","Tanjung Redeb","Pemda DATI II",13,"Control Landfill","-","-",10000,"Manual Book","Ada tapi sedang rusak","Tiga hari sekali atau seminggu dua kali",3,"Ada, Instalasi Pengolahan Air Lindi (IPAL) di TPA berupa kolam pengendapan dan proses biologi, masih berfungsi baik dan terawat.","-","ADA","Tidak ada. Gas Metana dibakar.","-"]
[null,2022,2,"Kalimantan Timur","Kab. Kutai Barat","TPA Belaw","TPA Pemda (Non Regional)","A",10482.969999999999,10482.969999999999,0,0,0,0,"Jl.Gesaliq","Barong Tongkok","Barong Tongkok","Pemda DATI II",15,"Sanitary Landfill",2013,"-",2.25,"Kombinasi timbangan dengan Komputer (excel / tidak otomatis)","Ada dan berfungsi dengan baik","Tidak ditutup sama sekali","-","Tidak ada Instalasi Pengolahan Air Lindi (IPAL) di TPA","-","TIDAK ADA","-","-"]
[null,2022,2,"Kalimantan Timur","Kab. Kutai Barat","TPA Belaw","TPA Pemda (Non Regional)","A",10482.969999999999,10482.969999999999,0,0,0,0,"Jl.Gesaliq","Barong Tongkok","Barong Tongkok","Pemda DATI II",15,"Sanitary Landfill",2013,"-",2.25,"Kombinasi timbangan dengan Komputer (excel / tidak otomatis)","Ada dan berfungsi dengan baik","Tidak ditutup sama sekali","-","Tidak ada Instalasi Pengolahan Air Lindi (IPAL) di TPA","-","TIDAK ADA","-","-"]
[null,2022,2,"Kalimantan Timur","Kab. Kutai Timur","TPA Bengalon",null,"A",7300,5110,730,730,730,0,"Bengalon Kecamatan Bengalon",null,null,null,0,"Open Dumping","-","-",1000,"Manual Book","Tidak Ada","Tidak ditutup sama sekali","-","-","-","ADA","-","-"]
[null,2022,2,"Kalimantan Timur","Kab. Kutai Timur","TPA Batota",null,"A",24820,15330,1825,2190,5475,0,"Jl. Poros Sangatta, Bangalon",null,null,null,0,"Open Dumping","-","-",2000,"Kombinasi timbangan dengan Komputer (excel / tidak otomatis)","Tidak Ada","Tidak ditutup sama sekali",10,"Tidak ada Instalasi Pengolahan Air Lindi (IPAL) di TPA","-","TIDAK ADA","Tidak ada. Gas Metana dibakar.","-"]
[null,2022,2,"Kalimantan Timur","Kab. Kutai Timur","TPA Bengalon",null,"A",7300,5110,730,730,730,0,"Bengalon Kecamatan Bengalon",null,null,null,0,"Open Dumping","-","-",1000,"Manual Book","Tidak Ada","Tidak ditutup sama sekali","-","-","-","ADA","-","-"]
[null,2022,2,"Kalimantan Timur","Kab. Kutai Timur","TPA Batota",null,"A",24820,15330,1825,2190,5475,0,"Jl. Poros Sangatta, Bangalon",null,null,null,0,"Open Dumping","-","-",2000,"Kombinasi timbangan dengan Komputer (excel / tidak otomatis)","Tidak Ada","Tidak ditutup sama sekali",10,"Tidak ada Instalasi Pengolahan Air Lindi (IPAL) di TPA","-","TIDAK ADA","Tidak ada. Gas Metana dibakar.","-"]
[null,2022,2,"Kalimantan Timur","Kab. Penajam Paser Utara","TPA Buluminung","TPA Pemda (Non Regional)","A",21170,20923.79,182.5,31.85,31.85,0,"Buluminung","Buluminung","Penajam","Pemda DATI II",18.899999999999999,"Control Landfill","10 Februari 2012","-",11559,"Kombinasi timbangan dengan Komputer (excel / tidak otomatis)","Ada dan berfungsi dengan baik","Tujuh hari sekali atau Seminggu Sekali",4,"Ada, Instalasi Pengolahan Air Lindi (IPAL) di TPA hanya berupa kolam pengendapan saja tanpa proses biologi atau proses kimia, masih berfungsi baik dan terawat.",2,"ADA","-","-"]
[null,2022,2,"Kalimantan Timur","Kab. Penajam Paser Utara","TPA Buluminung","TPA Pemda (Non Regional)","A",21170,20923.79,182.5,31.85,31.85,0,"Buluminung","Buluminung","Penajam","Pemda DATI II",18.899999999999999,"Control Landfill","10 Februari 2012","-",11559,"Kombinasi timbangan dengan Komputer (excel / tidak otomatis)","Ada dan berfungsi dengan baik","Tujuh hari sekali atau Seminggu Sekali",4,"Ada, Instalasi Pengolahan Air Lindi (IPAL) di TPA hanya berupa kolam pengendapan saja tanpa proses biologi atau proses kimia, masih berfungsi baik dan terawat.",2,"ADA","-","-"]
[null,2022,2,"Kalimantan Timur","Kab. Mahakam Ulu","TPS Sebenaq","TPA Pemda (Non Regional)","A",1460,1459.93,0,0,7.0000000000000007E-2,0,"Jl. Poros Ujoh Bilang - Long Melaham",null,null,"Pemda DATI II",0.9,"Open Dumping",2019,"-",0.5,"Manual Book","Tidak Ada","Setahun Sekali","-","Tidak ada Instalasi Pengolahan Air Lindi (IPAL) di TPA","-","TIDAK ADA","-","-"]
[null,2022,2,"Kalimantan Timur","Kab. Mahakam Ulu","TPS Sebenaq","TPA Pemda (Non Regional)","A",1460,1459.93,0,0,7.0000000000000007E-2,0,"Jl. Poros Ujoh Bilang - Long Melaham",null,null,"Pemda DATI II",0.9,"Open Dumping",2019,"-",0.5,"Manual Book","Tidak Ada","Setahun Sekali","-","Tidak ada Instalasi Pengolahan Air Lindi (IPAL) di TPA","-","TIDAK ADA","-","-"]
[null,2022,2,"Kalimantan Timur","Kota Balikpapan","UPTD TPA Sampah Manggar","TPA Pemda (Non Regional)","A",136792.57999999999,124895.09,14.6,516.79,11366.1,0.02,"Jln. Proklamasi 36",null,null,"Pemda DATI II",0,"Sanitary Landfill","-","-",79000,"Otomatis Komputerisasi (Aplikasi Khusus TPA)","Ada dan berfungsi dengan baik","Setiap hari",1,"Ada, Instalasi Pengolahan Air Lindi (IPAL) di TPA hanya berupa kolam pengendapan saja tanpa proses biologi atau proses kimia, masih berfungsi baik dan terawat.",4,"ADA","Untuk Bahan Bakar",114]
[null,2022,2,"Kalimantan Timur","Kota Samarinda","TPA Sambutan","TPA Pemda (Non Regional)","A",103072.36,103072.36,0,0,0,0,"Jl. Pelita VII","Sambutan","Sambutan","Pemda DATI II",30,"Control Landfill",2013,"-",23226,"Kombinasi timbangan dengan Komputer (excel / tidak otomatis)","Ada tapi sedang rusak","Dua minggu sekali",2,"Ada, Instalasi Pengolahan Air Lindi (IPAL) di TPA tetapi sudah rusak atau tidak berfungsi dengan baik dan tidak terawat","-","ADA","Tidak ada. Gas Metana dibakar.","-"]
[null,2022,2,"Kalimantan Timur","Kota Samarinda","TPA Bukit Pinang","TPA Pemda (Non Regional)","A",67952.899999999994,67927.350000000006,25.55,0,0,0,"Jl. P. Suryanata","Sungai Pinang","Samarinda Ulu","Pemda DATI II",10,"Open Dumping",1995,2013,90000,"Manual Book","Tidak Ada","-",1,"Ada, Instalasi Pengolahan Air Lindi (IPAL) di TPA tetapi sudah rusak atau tidak berfungsi dengan baik dan tidak terawat","-","ADA","-","-"]
[null,2022,2,"Kalimantan Timur","Kota Bontang","TPA Bontang Lestari","TPA Pemda (Non Regional)","A",27288.5,26629.67,13.14,198.93,446.76,0,"Jl. Pramuka 1 kelurahan Bontang lestari","Bontang Lestari","Bontang Lestari","Pemda DATI II",15,"Sanitary Landfill",2008,2020,25,"Kombinasi timbangan dengan Komputer (excel / tidak otomatis)","Ada dan berfungsi dengan baik","Tiga hari sekali atau seminggu dua kali",2,"Ada, Instalasi Pengolahan Air Lindi (IPAL) di TPA berupa kolam pengendapan dan proses biologi serta proses kimia, masih berfungsi baik dan terawat.",12,"ADA","Untuk Bahan Bakar",74]
[null,2022,2,"Kalimantan Utara","Kab. Nunukan","TPA Tanjung Harapan","TPA Pemda (Non Regional)","A",6051.7,5955.01,41.87,54.82,0,0,"Jl. Mamolo Tg Harapan","Tanjung Harapan","Nunukan Selatan","Pemda DATI II",10.6,"Control Landfill","01/03/2013",2031,6400,"Manual Book","Ada tapi sedang rusak","Setiap hari",3,"Ada, Instalasi Pengolahan Air Lindi (IPAL) di TPA berupa kolam pengendapan dan proses biologi, masih berfungsi baik dan terawat.",2,"ADA","Tidak ada. Gas Metana dibakar.","-"]
[null,2022,2,"Kalimantan Utara","Kab. Nunukan","TPA Tanjung Harapan","TPA Pemda (Non Regional)","A",6051.7,5955.01,41.87,54.82,0,0,"Jl. Mamolo Tg Harapan","Tanjung Harapan","Nunukan Selatan","Pemda DATI II",10.6,"Control Landfill","01/03/2013",2031,6400,"Manual Book","Ada tapi sedang rusak","Setiap hari",3,"Ada, Instalasi Pengolahan Air Lindi (IPAL) di TPA berupa kolam pengendapan dan proses biologi, masih berfungsi baik dan terawat.",2,"ADA","Tidak ada. Gas Metana dibakar.","-"]
[null,2022,2,"Kalimantan Utara","Kab. Tana Tidung","TPA","TPA Pemda (Non Regional)","A",4097.71,4097.0600000000004,0,0.65,0,0,"LImbu Sedulun",null,null,"Pemda DATI II",20,"Sanitary Landfill","-","-",10,"Manual Book","Tidak Ada","Tiga atau Empat Bulan Sekali","-","Ada, Instalasi Pengolahan Air Lindi (IPAL) di TPA berupa kolam pengendapan dan proses biologi, masih berfungsi baik dan terawat.","-","ADA","Tidak ada. Gas Metana dibakar.","-"]
[null,2022,2,"Sulawesi Utara","Kab. Bolaang Mongondow","TPA Inuai","TPA Pemda (Non Regional)","A",7300,7300,0,0,0,0,"Desa Inuai Kecamatan Passi Barat Kab. Bolaang Mongondow",null,null,"Pemda DATI II","-","Control Landfill","Maret 2019","-","-","Manual Book","Ada tapi sedang rusak","Dua minggu sekali","-","Ada, Instalasi Pengolahan Air Lindi (IPAL) di TPA tetapi sudah rusak atau tidak berfungsi dengan baik dan tidak terawat","-","ADA","Tidak ada. Gas Metana dibakar.","-"]
[null,2022,2,"Sulawesi Utara","Kab. Bolaang Mongondow","TPA Inuai","TPA Pemda (Non Regional)","A",7300,7300,0,0,0,0,"Desa Inuai Kecamatan Passi Barat Kab. Bolaang Mongondow",null,null,"Pemda DATI II","-","Control Landfill","Maret 2019","-","-","Manual Book","Ada tapi sedang rusak","Dua minggu sekali","-","Ada, Instalasi Pengolahan Air Lindi (IPAL) di TPA tetapi sudah rusak atau tidak berfungsi dengan baik dan tidak terawat","-","ADA","Tidak ada. Gas Metana dibakar.","-"]
[null,2022,2,"Sulawesi Utara","Kab. Minahasa","TPA KAWANGKOAN","TPA Pemda (Non Regional)","A",3650,3650,0,0,0,0,"Kelurahan Talikuran Barat Kecamatan Kawangkoan Utara","Kelurahan Talikuran Barat","Kawangkoan Utara","Pemda DATI II",39,"Open Dumping","-","-","-","Manual Book","Tidak Ada","Tidak ditutup sama sekali","-","Tidak ada Instalasi Pengolahan Air Lindi (IPAL) di TPA","-","TIDAK ADA","-","-"]
[null,2022,2,"Sulawesi Utara","Kab. Minahasa","TPA KULO","TPA Pemda (Non Regional)","A",37595,37595,0,0,0,0,"Desa Kulo Kecamatan Tondano Utara","Desa Kulo","Tondano Utara","Pemda DATI II",0,"Control Landfill","-","-",3.3,"Manual Book","Tidak Ada","Tiga atau Empat Bulan Sekali",1,"Ada, Instalasi Pengolahan Air Lindi (IPAL) di TPA hanya berupa kolam pengendapan saja tanpa proses biologi atau proses kimia, masih berfungsi baik dan terawat.","-","ADA","Tidak ada. Gas Metana dibakar.","-"]
[null,2022,2,"Sulawesi Utara","Kab. Minahasa","TPA KAWANGKOAN","TPA Pemda (Non Regional)","A",3650,3650,0,0,0,0,"Kelurahan Talikuran Barat Kecamatan Kawangkoan Utara","Kelurahan Talikuran Barat","Kawangkoan Utara","Pemda DATI II",39,"Open Dumping","-","-","-","Manual Book","Tidak Ada","Tidak ditutup sama sekali","-","Tidak ada Instalasi Pengolahan Air Lindi (IPAL) di TPA","-","TIDAK ADA","-","-"]
[null,2022,2,"Sulawesi Utara","Kab. Minahasa","TPA KULO","TPA Pemda (Non Regional)","A",37595,37595,0,0,0,0,"Desa Kulo Kecamatan Tondano Utara","Desa Kulo","Tondano Utara","Pemda DATI II",0,"Control Landfill","-","-",3.3,"Manual Book","Tidak Ada","Tiga atau Empat Bulan Sekali",1,"Ada, Instalasi Pengolahan Air Lindi (IPAL) di TPA hanya berupa kolam pengendapan saja tanpa proses biologi atau proses kimia, masih berfungsi baik dan terawat.","-","ADA","Tidak ada. Gas Metana dibakar.","-"]
[null,2022,2,"Sulawesi Utara","Kab. Kepulauan Sangihe","TPA SANTIAGO","TPA Pemda (Non Regional)","A",11811.4,11796.8,0.73,6.57,7.3,0,"KELURAHAN SANTIAGO","SANTIAGO","TAHUNA","Pemda DATI II",62,"Control Landfill",2014,"-",11946,"Manual Book","Tidak Ada","Sebulan sekali",2,"Ada, Instalasi Pengolahan Air Lindi (IPAL) di TPA hanya berupa kolam pengendapan saja tanpa proses biologi atau proses kimia, masih berfungsi baik dan terawat.","-","ADA","Tidak ada. Gas Metana dibakar.","-"]
[null,2022,2,"Sulawesi Utara","Kab. Kepulauan Sangihe","TPA SANTIAGO","TPA Pemda (Non Regional)","A",11811.4,11796.8,0.73,6.57,7.3,0,"KELURAHAN SANTIAGO","SANTIAGO","TAHUNA","Pemda DATI II",62,"Control Landfill",2014,"-",11946,"Manual Book","Tidak Ada","Sebulan sekali",2,"Ada, Instalasi Pengolahan Air Lindi (IPAL) di TPA hanya berupa kolam pengendapan saja tanpa proses biologi atau proses kimia, masih berfungsi baik dan terawat.","-","ADA","Tidak ada. Gas Metana dibakar.","-"]
[null,2022,2,"Sulawesi Utara","Kab. Minahasa Selatan","TPA Mobongo","TPA Pemda (Non Regional)","A",11256.6,9942.6,182.5,730,401.5,0,"Jln. Trans Sulawesi","Kawangkoan Bawah","Amurang Barat","Pemda DATI II",0,"Control Landfill","-","-",5500,"Manual Book","Ada tapi sedang rusak","Tiga atau Empat Bulan Sekali",1,"Ada, Instalasi Pengolahan Air Lindi (IPAL) di TPA tetapi sudah rusak atau tidak berfungsi dengan baik dan tidak terawat","-","ADA","Tidak ada. Gas Metana dibakar.","-"]
[null,2022,2,"Sulawesi Utara","Kab. Minahasa Selatan","TPA Mobongo","TPA Pemda (Non Regional)","A",11256.6,9942.6,182.5,730,401.5,0,"Jln. Trans Sulawesi","Kawangkoan Bawah","Amurang Barat","Pemda DATI II",0,"Control Landfill","-","-",5500,"Manual Book","Ada tapi sedang rusak","Tiga atau Empat Bulan Sekali",1,"Ada, Instalasi Pengolahan Air Lindi (IPAL) di TPA tetapi sudah rusak atau tidak berfungsi dengan baik dan tidak terawat","-","ADA","Tidak ada. Gas Metana dibakar.","-"]
[null,2022,2,"Sulawesi Utara","Kab. Minahasa Utara","TPA AIRMADIDI","TPA Pemda (Non Regional)","A",22885.5,22447.5,146,182.5,109.5,0,"AIRMADIDI BAWAH","AIRMADIDI BAWAH","AIRMADIDI","Pemda DATI II",0,"Control Landfill","-","-",50,"Manual Book","Tidak Ada","Sebulan sekali",2,"Ada, Instalasi Pengolahan Air Lindi (IPAL) di TPA hanya berupa kolam pengendapan saja tanpa proses biologi atau proses kimia, masih berfungsi baik dan terawat.","-","ADA","-","-"]
[null,2022,2,"Sulawesi Utara","Kab. Minahasa Utara","TPA AIRMADIDI","TPA Pemda (Non Regional)","A",22885.5,22447.5,146,182.5,109.5,0,"AIRMADIDI BAWAH","AIRMADIDI BAWAH","AIRMADIDI","Pemda DATI II",0,"Control Landfill","-","-",50,"Manual Book","Tidak Ada","Sebulan sekali",2,"Ada, Instalasi Pengolahan Air Lindi (IPAL) di TPA hanya berupa kolam pengendapan saja tanpa proses biologi atau proses kimia, masih berfungsi baik dan terawat.","-","ADA","-","-"]
[null,2022,2,"Sulawesi Utara","Kab. Minahasa Tenggara","TPA MINAHASA TENGGARA","TPA Pemda (Non Regional)","A",7957,7906.26,10.95,6.94,32.85,0,"PERKEBUNAN PATEWAN","WAWALI PASAN","RATAHAN","Pemda DATI II",5,"Control Landfill","10 MEI 2016",2030,6847,"Manual Book","Tidak Ada","Tujuh hari sekali atau Seminggu Sekali",2,"Tidak ada Instalasi Pengolahan Air Lindi (IPAL) di TPA","-","ADA","Tidak ada. Gas Metana dibakar.","-"]
[null,2022,2,"Sulawesi Utara","Kab. Minahasa Tenggara","TPA MINAHASA TENGGARA","TPA Pemda (Non Regional)","A",7957,7906.26,10.95,6.94,32.85,0,"PERKEBUNAN PATEWAN","WAWALI PASAN","RATAHAN","Pemda DATI II",5,"Control Landfill","10 MEI 2016",2030,6847,"Manual Book","Tidak Ada","Tujuh hari sekali atau Seminggu Sekali",2,"Tidak ada Instalasi Pengolahan Air Lindi (IPAL) di TPA","-","ADA","Tidak ada. Gas Metana dibakar.","-"]
[null,2022,2,"Sulawesi Utara","Kab. Bolaang Mongondow Utara","TPA Bolaang Mongondow Utara","TPA Pemda (Non Regional)","A",5657.5,5657.5,0,0,0,0,"Komus Dua Tim., Kaidipang, Kabupaten Bolaang Mongondow Utara, Sulawesi Utara","komus Dua Timur","Kaidipang","Pemda DATI II",0,"Control Landfill","-","-","-","Manual Book","Tidak Ada","Sebulan sekali",1,"-","-","ADA","-","-"]
[null,2022,2,"Sulawesi Utara","Kab. Bolaang Mongondow Utara","TPA Bolaang Mongondow Utara","TPA Pemda (Non Regional)","A",5657.5,5657.5,0,0,0,0,"Komus Dua Tim., Kaidipang, Kabupaten Bolaang Mongondow Utara, Sulawesi Utara","komus Dua Timur","Kaidipang","Pemda DATI II",0,"Control Landfill","-","-","-","Manual Book","Tidak Ada","Sebulan sekali",1,"-","-","ADA","-","-"]
[null,2022,2,"Sulawesi Utara","Kab. Kep. Siau Tagulandang Biaro","TPA TANAKI","TPA Pemda (Non Regional)","A",3204.7,3204.7,0,0,0,0,"KAMPUNG TANAKI","TANAKI","SIAU TIMUR SELATAN","Pemda DATI II",0,"Control Landfill","-","-","-","-","-","Tidak ditutup sama sekali","-","-","-","TIDAK ADA","-","-"]
[null,2022,2,"Sulawesi Utara","Kab. Kep. Siau Tagulandang Biaro","TPA TANAKI","TPA Pemda (Non Regional)","A",3204.7,3204.7,0,0,0,0,"KAMPUNG TANAKI","TANAKI","SIAU TIMUR SELATAN","Pemda DATI II",0,"Control Landfill","-","-","-","-","-","Tidak ditutup sama sekali","-","-","-","TIDAK ADA","-","-"]
[null,2022,2,"Sulawesi Utara","Kab. Bolaang Mongondow Timur","TPST TOGID",null,"A",912.5,912.5,0,0,0,0,"DESA TOGID",null,null,null,0,"Open Dumping","-","-","-","-","-","Tiga hari sekali atau seminggu dua kali","-","-","-","TIDAK ADA","-","-"]
[null,2022,2,"Sulawesi Utara","Kab. Bolaang Mongondow Timur","TPST TOGID",null,"A",912.5,912.5,0,0,0,0,"DESA TOGID",null,null,null,0,"Open Dumping","-","-","-","-","-","Tiga hari sekali atau seminggu dua kali","-","-","-","TIDAK ADA","-","-"]
[null,2022,2,"Sulawesi Utara","Kab. Bolaang Mongondow Selatan","TPA PINOLANTUNGAN","TPA Pemda (Non Regional)","A",1533,1525.7,7.3,0,0,0,"Desa Pinolantugan","Pinolantugan","Bolaang uki","Pemda DATI II",389,"Control Landfill","-","-","-","Manual Book","Tidak Ada","Tiga atau Empat Bulan Sekali","-","Tidak ada Instalasi Pengolahan Air Lindi (IPAL) di TPA","-","ADA","-","-"]
[null,2022,2,"Sulawesi Utara","Kab. Bolaang Mongondow Selatan","TPA PINOLANTUNGAN","TPA Pemda (Non Regional)","A",1533,1525.7,7.3,0,0,0,"Desa Pinolantugan","Pinolantugan","Bolaang uki","Pemda DATI II",389,"Control Landfill","-","-","-","Manual Book","Tidak Ada","Tiga atau Empat Bulan Sekali","-","Tidak ada Instalasi Pengolahan Air Lindi (IPAL) di TPA","-","ADA","-","-"]
[null,2022,2,"Sulawesi Utara","Kota Manado","TPA SUMOMPO","TPA Pemda (Non Regional)","A",80300,80300,0,0,0,0,"Buha, Mapanget, Manado City, North Sulawesi","BUHA","TUMINTING","Pemda DATI II",13.7,"Open Dumping",1972,"-","-","Manual Book","Ada tapi sedang rusak","Setahun Sekali",2,"Ada, Instalasi Pengolahan Air Lindi (IPAL) di TPA hanya berupa kolam pengendapan saja tanpa proses biologi atau proses kimia, masih berfungsi baik dan terawat.","-","ADA","Tidak ada. Gas Metana dibakar.","-"]
[null,2022,2,"Sulawesi Utara","Kota Bitung","TPA Aertembaga","TPA Pemda (Non Regional)","A",41245,40515,0,0,730,0,"Aertembaga","Aertembaga II","Aertembaga","Pemda DATI II",7,"Sanitary Landfill","-","-",1,"Manual Book","Ada tapi sedang rusak","Tiga hari sekali atau seminggu dua kali",2,"Ada, Instalasi Pengolahan Air Lindi (IPAL) di TPA berupa kolam pengendapan dan proses biologi serta proses kimia, masih berfungsi baik dan terawat.",12,"ADA","Untuk Bahan Bakar",10]
[null,2022,2,"Sulawesi Utara","Kota Tomohon","TPA TARA-TARA","TPA Pemda (Non Regional)","A",13870,13870,0,0,0,0,"Tara-tara Satu","Tara-Tara Satu","Tomohon Utara","Pemda DATI II",5,"Open Dumping",2012,"-",0,"Manual Book","Tidak Ada","Tiga atau Empat Bulan Sekali",1,"Ada, Instalasi Pengolahan Air Lindi (IPAL) di TPA tetapi sudah rusak atau tidak berfungsi dengan baik dan tidak terawat","-","ADA","-","-"]
[null,2022,2,"Sulawesi Utara","Kota Kotamobagu","TPA Bonawang","TPA Pemda (Non Regional)","A",21945.63,20913.77,237.25,356.61,438,0,"Raya AKD","Poyowa Kecil","Kotamobagu Selatan","Pemda DATI II",2.8,"Control Landfill","11 Januari 2016",2021,10000,"Kombinasi timbangan dengan Komputer (excel / tidak otomatis)","Ada dan berfungsi dengan baik","Tujuh hari sekali atau Seminggu Sekali",2,"Ada, Instalasi Pengolahan Air Lindi (IPAL) di TPA hanya berupa kolam pengendapan saja tanpa proses biologi atau proses kimia, masih berfungsi baik dan terawat.",1,"ADA","Tidak ada. Melepas gas Metana ke udara.","-"]
[null,2022,2,"Sulawesi Tengah","Kab. Banggai","TPA Bunga","TPA Pemda (Non Regional)","A",44448.24,40834.54,3285,0,328.7,0,"Desa Bunga","Desa Bunga","Luwuk Utara","Pemda DATI II",5,"Control Landfill","-","-",5000,"Kombinasi timbangan dengan Komputer (excel / tidak otomatis)","-","-",3,"Ada, Instalasi Pengolahan Air Lindi (IPAL) di TPA berupa kolam pengendapan dan proses biologi serta proses kimia, masih berfungsi baik dan terawat.","-","ADA","-","-"]
[null,2022,2,"Sulawesi Tengah","Kab. Banggai","TPA Bunga","TPA Pemda (Non Regional)","A",44448.24,40834.54,3285,0,328.7,0,"Desa Bunga","Desa Bunga","Luwuk Utara","Pemda DATI II",5,"Control Landfill","-","-",5000,"Kombinasi timbangan dengan Komputer (excel / tidak otomatis)","-","-",3,"Ada, Instalasi Pengolahan Air Lindi (IPAL) di TPA berupa kolam pengendapan dan proses biologi serta proses kimia, masih berfungsi baik dan terawat.","-","ADA","-","-"]
[null,2022,2,"Sulawesi Tengah","Kab. Donggala","TPA Kabonga Besar","TPA Pemda (Non Regional)","A",6825.5,4270.5,1095,1095,365,0,"TPA kabonga Besar -","Kelurahan Kabonga Besar","Banawa","Pemda DATI II",3.2,"Control Landfill",2000,2022,11400,"Manual Book","Tidak Ada","Tiga hari sekali atau seminggu dua kali",4,"Ada, Instalasi Pengolahan Air Lindi (IPAL) di TPA berupa kolam pengendapan dan proses biologi serta proses kimia, masih berfungsi baik dan terawat.",1,"ADA","Tidak ada. Gas Metana dibakar.","-"]
[null,2022,2,"Sulawesi Tengah","Kab. Morowali","TPA Bahoruru","TPA Pemda (Non Regional)","A",4262,4225.5,36.5,0,0,0,"Desa Bahoruru","-","Bungku Tengah","Pemda DATI II",4.8,"Control Landfill","2 april 2019","2 april 2025",2701,"Kombinasi timbangan dengan Komputer (excel / tidak otomatis)","Ada dan berfungsi dengan baik","Tujuh hari sekali atau Seminggu Sekali",4,"Ada, Instalasi Pengolahan Air Lindi (IPAL) di TPA hanya berupa kolam pengendapan saja tanpa proses biologi atau proses kimia, masih berfungsi baik dan terawat.","-","ADA","Tidak ada. Gas Metana dibakar.","-"]
[null,2022,2,"Sulawesi Tengah","Kab. Morowali","TPA Bahoruru","TPA Pemda (Non Regional)","A",4262,4225.5,36.5,0,0,0,"Desa Bahoruru","-","Bungku Tengah","Pemda DATI II",4.8,"Control Landfill","2 april 2019","2 april 2025",2701,"Kombinasi timbangan dengan Komputer (excel / tidak otomatis)","Ada dan berfungsi dengan baik","Tujuh hari sekali atau Seminggu Sekali",4,"Ada, Instalasi Pengolahan Air Lindi (IPAL) di TPA hanya berupa kolam pengendapan saja tanpa proses biologi atau proses kimia, masih berfungsi baik dan terawat.","-","ADA","Tidak ada. Gas Metana dibakar.","-"]
[null,2022,2,"Sulawesi Tengah","Kab. Banggai Kepulauan","TPA SAIYONG","TPA Pemda (Non Regional)","A",6168.5,6161.2,0,0,7.3,0,"Desa Saiyong","Saiyong","Tinangkung","Pemda DATI II",0,"Open Dumping","-","-",2,"-","-","Tidak ditutup sama sekali","-","Tidak ada Instalasi Pengolahan Air Lindi (IPAL) di TPA","-","TIDAK ADA","-","-"]
[null,2022,2,"Sulawesi Tengah","Kab. Banggai Kepulauan","TPA SAIYONG","TPA Pemda (Non Regional)","A",6168.5,6161.2,0,0,7.3,0,"Desa Saiyong","Saiyong","Tinangkung","Pemda DATI II",0,"Open Dumping","-","-",2,"-","-","Tidak ditutup sama sekali","-","Tidak ada Instalasi Pengolahan Air Lindi (IPAL) di TPA","-","TIDAK ADA","-","-"]
[null,2022,2,"Sulawesi Tengah","Kab. Parigi Moutong","TPA JONONUNU","TPA Pemda (Non Regional)","A",5657.5,5569.9,18.25,14.6,54.75,0,"Jl. Salu Petana","Jononunu","PARIGI TENGAH","Pemda DATI II",9.8000000000000007,"Control Landfill",2010,"-",30000,"Kombinasi timbangan dengan Komputer (excel / tidak otomatis)","Ada dan berfungsi dengan baik","Dua minggu sekali",2,"Ada, Instalasi Pengolahan Air Lindi (IPAL) di TPA hanya berupa kolam pengendapan saja tanpa proses biologi atau proses kimia, masih berfungsi baik dan terawat.","-","ADA","-","-"]
[null,2022,2,"Sulawesi Tengah","Kab. Parigi Moutong","TPA JONONUNU","TPA Pemda (Non Regional)","A",5657.5,5569.9,18.25,14.6,54.75,0,"Jl. Salu Petana","Jononunu","PARIGI TENGAH","Pemda DATI II",9.8000000000000007,"Control Landfill",2010,"-",30000,"Kombinasi timbangan dengan Komputer (excel / tidak otomatis)","Ada dan berfungsi dengan baik","Dua minggu sekali",2,"Ada, Instalasi Pengolahan Air Lindi (IPAL) di TPA hanya berupa kolam pengendapan saja tanpa proses biologi atau proses kimia, masih berfungsi baik dan terawat.","-","ADA","-","-"]
[null,2022,2,"Sulawesi Tengah","Kab. Sigi","TPA Ngatabaru","TPA Pemda (Non Regional)","A",10599.6,10417.1,0,0,182.5,0,"Desa Ngatabaru","Ngatabaru","Sigi Biromaru","Pemda DATI II",28,"Control Landfill","-","-",300,"Manual Book","Tidak Ada","Tujuh hari sekali atau Seminggu Sekali",1,"Ada, Instalasi Pengolahan Air Lindi (IPAL) di TPA hanya berupa kolam pengendapan saja tanpa proses biologi atau proses kimia, masih berfungsi baik dan terawat.","-","ADA","Tidak ada. Gas Metana dibakar.","-"]
[null,2022,2,"Sulawesi Tengah","Kab. Sigi","TPA Ngatabaru","TPA Pemda (Non Regional)","A",10599.6,10417.1,0,0,182.5,0,"Desa Ngatabaru","Ngatabaru","Sigi Biromaru","Pemda DATI II",28,"Control Landfill","-","-",300,"Manual Book","Tidak Ada","Tujuh hari sekali atau Seminggu Sekali",1,"Ada, Instalasi Pengolahan Air Lindi (IPAL) di TPA hanya berupa kolam pengendapan saja tanpa proses biologi atau proses kimia, masih berfungsi baik dan terawat.","-","ADA","Tidak ada. Gas Metana dibakar.","-"]
[null,2022,2,"Sulawesi Tengah","Kab. Banggai Laut","TPA Sampah Tolokibit","TPA Pemda (Non Regional)","A",4215.75,4182.8999999999996,0,0,32.85,0,"Desa Tolokibit","Tolokibit","Banggai Selatan","Pemda DATI II",0,"Open Dumping","-","-","-","-","Tidak Ada","Tidak ditutup sama sekali","-","Tidak ada Instalasi Pengolahan Air Lindi (IPAL) di TPA","-","TIDAK ADA","-","-"]
[null,2022,2,"Sulawesi Tengah","Kab. Banggai Laut","TPA Sampah Tolokibit","TPA Pemda (Non Regional)","A",4215.75,4182.8999999999996,0,0,32.85,0,"Desa Tolokibit","Tolokibit","Banggai Selatan","Pemda DATI II",0,"Open Dumping","-","-","-","-","Tidak Ada","Tidak ditutup sama sekali","-","Tidak ada Instalasi Pengolahan Air Lindi (IPAL) di TPA","-","TIDAK ADA","-","-"]
[null,2022,2,"Sulawesi Tengah","Kab. Morowali Utara","TPS Talandaka",null,"A",284.7,284.7,0,0,0,0,"Desa Beteleme",null,null,null,0,"Open Dumping","-","-","-","-","-","-","-","-","-","TIDAK ADA","-","-"]
[null,2022,2,"Sulawesi Tengah","Kab. Morowali Utara","TPS Lambolo",null,"A",2847,2763.05,0,0,83.95,0,"Dusun Lambnolo Desa Ganda-Ganda",null,null,null,0,"Open Dumping","-","-","-","Manual Book","Tidak Ada","-","-","Tidak ada Instalasi Pengolahan Air Lindi (IPAL) di TPA","-","TIDAK ADA","-","-"]
[null,2022,2,"Sulawesi Tengah","Kab. Morowali Utara","TPS Talandaka",null,"A",284.7,284.7,0,0,0,0,"Desa Beteleme",null,null,null,0,"Open Dumping","-","-","-","-","-","-","-","-","-","TIDAK ADA","-","-"]
[null,2022,2,"Sulawesi Tengah","Kab. Morowali Utara","TPS Lambolo",null,"A",2847,2763.05,0,0,83.95,0,"Dusun Lambnolo Desa Ganda-Ganda",null,null,null,0,"Open Dumping","-","-","-","Manual Book","Tidak Ada","-","-","Tidak ada Instalasi Pengolahan Air Lindi (IPAL) di TPA","-","TIDAK ADA","-","-"]
[null,2022,2,"Sulawesi Tengah","Kota Palu","TPA KAWATUNA",null,"A",62513.55,62477.05,0,0,36.5,0,"Jl. Watunjomboko",null,null,null,0,"Sanitary Landfill","-","-",12594.56,"Manual Book","Tidak Ada","Tiga hari sekali atau seminggu dua kali","-","Ada, Instalasi Pengolahan Air Lindi (IPAL) di TPA tetapi sudah rusak atau tidak berfungsi dengan baik dan tidak terawat","-","TIDAK ADA","-","-"]
[null,2022,2,"Sulawesi Selatan","Kab. Kepulauan Selayar","Kaburu","TPA Pemda (Non Regional)","A",5381.59,3921.59,1095,0,365,0,"Kaburu","Kaburu","Bontomanai","Pemda DATI II",228,"Control Landfill",2007,"-",59,"Manual Book","Tidak Ada","Tiga atau Empat Bulan Sekali",2,"Ada, Instalasi Pengolahan Air Lindi (IPAL) di TPA hanya berupa kolam pengendapan saja tanpa proses biologi atau proses kimia, masih berfungsi baik dan terawat.","-","ADA","Tidak ada. Gas Metana dibakar.","-"]
[null,2022,2,"Sulawesi Selatan","Kab. Kepulauan Selayar","Kaburu","TPA Pemda (Non Regional)","A",5381.59,3921.59,1095,0,365,0,"Kaburu","Kaburu","Bontomanai","Pemda DATI II",228,"Control Landfill",2007,"-",59,"Manual Book","Tidak Ada","Tiga atau Empat Bulan Sekali",2,"Ada, Instalasi Pengolahan Air Lindi (IPAL) di TPA hanya berupa kolam pengendapan saja tanpa proses biologi atau proses kimia, masih berfungsi baik dan terawat.","-","ADA","Tidak ada. Gas Metana dibakar.","-"]
[null,2022,2,"Sulawesi Selatan","Kab. Bulukumba","TPA BORONG MANEMPA","TPA Pemda (Non Regional)","A",47450,40880,4015,0,2555,0,"POROS BORONG MANEMPA","POLEWALI","GANTARANG","Pemda DATI II",2.4500000000000002,"Sanitary Landfill",2014,6,911,"Otomatis Komputerisasi (Aplikasi Khusus TPA)","Ada dan berfungsi dengan baik","Setiap hari",2,"Ada, Instalasi Pengolahan Air Lindi (IPAL) di TPA hanya berupa kolam pengendapan saja tanpa proses biologi atau proses kimia, masih berfungsi baik dan terawat.",12,"ADA","-","-"]
[null,2022,2,"Sulawesi Selatan","Kab. Bantaeng","TPA BATU TERANG","TPA Pemda (Non Regional)","A",9066.6,8711.64,35.590000000000003,45.63,273.75,0,"Bonto Salluang","Bonto Salluang","Bissappu","Pemda DATI II",3.2,"Control Landfill","01, 01, 2016","-",9800,"Otomatis Komputerisasi (Aplikasi Khusus TPA)","Ada dan berfungsi dengan baik","Dua minggu sekali",2,"Ada, Instalasi Pengolahan Air Lindi (IPAL) di TPA berupa kolam pengendapan dan proses biologi serta proses kimia, masih berfungsi baik dan terawat.",2,"ADA","Tidak ada. Melepas gas Metana ke udara.","-"]
[null,2022,2,"Sulawesi Selatan","Kab. Bantaeng","TPA BATU TERANG","TPA Pemda (Non Regional)","A",9066.6,8711.64,35.590000000000003,45.63,273.75,0,"Bonto Salluang","Bonto Salluang","Bissappu","Pemda DATI II",3.2,"Control Landfill","01, 01, 2016","-",9800,"Otomatis Komputerisasi (Aplikasi Khusus TPA)","Ada dan berfungsi dengan baik","Dua minggu sekali",2,"Ada, Instalasi Pengolahan Air Lindi (IPAL) di TPA berupa kolam pengendapan dan proses biologi serta proses kimia, masih berfungsi baik dan terawat.",2,"ADA","Tidak ada. Melepas gas Metana ke udara.","-"]
[null,2022,2,"Sulawesi Selatan","Kab. Jeneponto","TPA BONTO-BONTO","TPA Pemda (Non Regional)","A",20896.25,19618.75,127.75,0,1149.75,0,"Lingkungan Bonto-Bonto","Kelurahan Panaikang","Binamu","Pemda DATI II",12.4,"Open Dumping",2007,2021,15800,"Manual Book","Ada tapi sedang rusak","Sebulan sekali",2,"Ada, Instalasi Pengolahan Air Lindi (IPAL) di TPA hanya berupa kolam pengendapan saja tanpa proses biologi atau proses kimia, masih berfungsi baik dan terawat.","-","ADA","-","-"]
[null,2022,2,"Sulawesi Selatan","Kab. Jeneponto","TPA BONTO-BONTO","TPA Pemda (Non Regional)","A",20896.25,19618.75,127.75,0,1149.75,0,"Lingkungan Bonto-Bonto","Kelurahan Panaikang","Binamu","Pemda DATI II",12.4,"Open Dumping",2007,2021,15800,"Manual Book","Ada tapi sedang rusak","Sebulan sekali",2,"Ada, Instalasi Pengolahan Air Lindi (IPAL) di TPA hanya berupa kolam pengendapan saja tanpa proses biologi atau proses kimia, masih berfungsi baik dan terawat.","-","ADA","-","-"]
[null,2022,2,"Sulawesi Selatan","Kab. Sinjai","TPA TONDONG","TPA Pemda (Non Regional)","A",26451.55,21425.48,1719.45,661.33,2645.3,0,"KAMPALA","KAMPALA","SINJAI TIMUR","Pemda DATI II",13.3,"Control Landfill","-","-",20500,"Kombinasi timbangan dengan Komputer (excel / tidak otomatis)","Ada dan berfungsi dengan baik","Tujuh hari sekali atau Seminggu Sekali",2,"Ada, Instalasi Pengolahan Air Lindi (IPAL) di TPA hanya berupa kolam pengendapan saja tanpa proses biologi atau proses kimia, masih berfungsi baik dan terawat.",2,"TIDAK ADA","Tidak ada. Gas Metana dibakar.","-"]
[null,2022,2,"Sulawesi Selatan","Kab. Sinjai","TPA TONDONG","TPA Pemda (Non Regional)","A",26451.55,21425.48,1719.45,661.33,2645.3,0,"KAMPALA","KAMPALA","SINJAI TIMUR","Pemda DATI II",13.3,"Control Landfill","-","-",20500,"Kombinasi timbangan dengan Komputer (excel / tidak otomatis)","Ada dan berfungsi dengan baik","Tujuh hari sekali atau Seminggu Sekali",2,"Ada, Instalasi Pengolahan Air Lindi (IPAL) di TPA hanya berupa kolam pengendapan saja tanpa proses biologi atau proses kimia, masih berfungsi baik dan terawat.",2,"TIDAK ADA","Tidak ada. Gas Metana dibakar.","-"]
[null,2022,2,"Sulawesi Selatan","Kab. Bone","TPA PASIPPO","TPA Regional","A",72927,70372,1095,730,730,0,"Pasippo","Palakka","Palakka","Pemda DATI I",5,"Control Landfill","4/24/2008 12:00:00 AM",10,15000,"Otomatis Komputerisasi (Aplikasi Khusus TPA)","Ada dan berfungsi dengan baik","Setiap hari",2,"Ada, Instalasi Pengolahan Air Lindi (IPAL) di TPA berupa kolam pengendapan dan proses biologi serta proses kimia, masih berfungsi baik dan terawat.",2,"ADA","Untuk Bahan Bakar","-"]
[null,2022,2,"Sulawesi Selatan","Kab. Bone","TPA PASIPPO","TPA Regional","A",72927,70372,1095,730,730,0,"Pasippo","Palakka","Palakka","Pemda DATI I",5,"Control Landfill","4/24/2008 12:00:00 AM",10,15000,"Otomatis Komputerisasi (Aplikasi Khusus TPA)","Ada dan berfungsi dengan baik","Setiap hari",2,"Ada, Instalasi Pengolahan Air Lindi (IPAL) di TPA berupa kolam pengendapan dan proses biologi serta proses kimia, masih berfungsi baik dan terawat.",2,"ADA","Untuk Bahan Bakar","-"]
[null,2022,2,"Sulawesi Selatan","Kab. Maros","TPA Bonto Ramba","TPA Pemda (Non Regional)","A",29930,19710,1095,0,9125,0,"Dusun Bonto Ramba Desa Bonto Matenne Kecamatan Mandai Kabupaten Maros","Bonto Matenne","Mandai","Pemda DATI II",4,"Control Landfill",1997,2020,17000,"Kombinasi timbangan dengan Komputer (excel / tidak otomatis)","Ada tapi sedang rusak","Tiga hari sekali atau seminggu dua kali",3,"Ada, Instalasi Pengolahan Air Lindi (IPAL) di TPA berupa kolam pengendapan dan proses biologi, masih berfungsi baik dan terawat.",2,"ADA","Tidak ada. Melepas gas Metana ke udara.","-"]
[null,2022,2,"Sulawesi Selatan","Kab. Maros","TPA Bonto Ramba","TPA Pemda (Non Regional)","A",29930,19710,1095,0,9125,0,"Dusun Bonto Ramba Desa Bonto Matenne Kecamatan Mandai Kabupaten Maros","Bonto Matenne","Mandai","Pemda DATI II",4,"Control Landfill",1997,2020,17000,"Kombinasi timbangan dengan Komputer (excel / tidak otomatis)","Ada tapi sedang rusak","Tiga hari sekali atau seminggu dua kali",3,"Ada, Instalasi Pengolahan Air Lindi (IPAL) di TPA berupa kolam pengendapan dan proses biologi, masih berfungsi baik dan terawat.",2,"ADA","Tidak ada. Melepas gas Metana ke udara.","-"]
[null,2022,2,"Sulawesi Selatan","Kab. Pangkajene Kepulauan","TPA TARAWEANG","TPA Pemda (Non Regional)","A",21900,21675.16,71.91,152.21,0.73,0,"TARAWEANG","TARAWEANG","LABAKKANG","Pemda DATI II",8,"Sanitary Landfill","24 MARET 2022","sampai sekarang","-","Manual Book","Tidak Ada","Tujuh hari sekali atau Seminggu Sekali",2,"Ada, Instalasi Pengolahan Air Lindi (IPAL) di TPA hanya berupa kolam pengendapan saja tanpa proses biologi atau proses kimia, masih berfungsi baik dan terawat.",1,"ADA","Tidak ada. Melepas gas Metana ke udara.","-"]
[null,2022,2,"Sulawesi Selatan","Kab. Soppeng","TPA Lempa","TPA Pemda (Non Regional)","A",22693.15,22198.05,239.59,0,255.5,0,"Lempa","Lalabata Rilau","Lalabata","Pemda DATI II",4.54,"Control Landfill",2010,"-",15000,"Kombinasi timbangan dengan Komputer (excel / tidak otomatis)","Ada dan berfungsi dengan baik","Tujuh hari sekali atau Seminggu Sekali",2,"Ada, Instalasi Pengolahan Air Lindi (IPAL) di TPA berupa kolam pengendapan dan proses biologi, masih berfungsi baik dan terawat.",255,"ADA","-","-"]
[null,2022,2,"Sulawesi Selatan","Kab. Soppeng","TPA Lempa","TPA Pemda (Non Regional)","A",22693.15,22198.05,239.59,0,255.5,0,"Lempa","Lalabata Rilau","Lalabata","Pemda DATI II",4.54,"Control Landfill",2010,"-",15000,"Kombinasi timbangan dengan Komputer (excel / tidak otomatis)","Ada dan berfungsi dengan baik","Tujuh hari sekali atau Seminggu Sekali",2,"Ada, Instalasi Pengolahan Air Lindi (IPAL) di TPA berupa kolam pengendapan dan proses biologi, masih berfungsi baik dan terawat.",255,"ADA","-","-"]
[null,2022,2,"Sulawesi Selatan","Kab. Wajo","TPA 2 Cempalagi",null,"A",41599.78,41450.129999999997,62.05,0,87.6,0,"Kelurahan Cempalagi",null,null,null,0,"Control Landfill","-","-",19500,"Manual Book","Tidak Ada","Tujuh hari sekali atau Seminggu Sekali",2,"-",2,"ADA","-","-"]
[null,2022,2,"Sulawesi Selatan","Kab. Wajo","TPA 2 Cempalagi",null,"A",41599.78,41450.129999999997,62.05,0,87.6,0,"Kelurahan Cempalagi",null,null,null,0,"Control Landfill","-","-",19500,"Manual Book","Tidak Ada","Tujuh hari sekali atau Seminggu Sekali",2,"-",2,"ADA","-","-"]
[null,2022,2,"Sulawesi Selatan","Kab. Sidenreng Rappang","TPA PATOMMO","TPA Pemda (Non Regional)","A",25736.15,25334.65,0,0,401.5,0,"Jalan Raya Patommo","Arawa","Watang Pulu","Pemda DATI II",3,"Control Landfill",6012017,15,11000,"Otomatis Komputerisasi (Aplikasi Khusus TPA)","Ada dan berfungsi dengan baik","Tiga hari sekali atau seminggu dua kali",4,"Ada, Instalasi Pengolahan Air Lindi (IPAL) di TPA berupa kolam pengendapan dan proses biologi, masih berfungsi baik dan terawat.",1,"ADA","Tidak ada. Gas Metana dibakar.","-"]
[null,2022,2,"Sulawesi Selatan","Kab. Sidenreng Rappang","TPA PATOMMO","TPA Pemda (Non Regional)","A",25736.15,25334.65,0,0,401.5,0,"Jalan Raya Patommo","Arawa","Watang Pulu","Pemda DATI II",3,"Control Landfill",6012017,15,11000,"Otomatis Komputerisasi (Aplikasi Khusus TPA)","Ada dan berfungsi dengan baik","Tiga hari sekali atau seminggu dua kali",4,"Ada, Instalasi Pengolahan Air Lindi (IPAL) di TPA berupa kolam pengendapan dan proses biologi, masih berfungsi baik dan terawat.",1,"ADA","Tidak ada. Gas Metana dibakar.","-"]
[null,2022,2,"Sulawesi Selatan","Kab. Pinrang","TPA MALIMPUNG","TPA Pemda (Non Regional)","A",29183.87,26054.36,100.01,2920,109.5,0,"Desa Malimpung",null,null,"Pemda DATI II",6,"Sanitary Landfill","-","-",206,"Kombinasi timbangan dengan Komputer (excel / tidak otomatis)","Ada dan berfungsi dengan baik","Tujuh hari sekali atau Seminggu Sekali",3,"Ada, Instalasi Pengolahan Air Lindi (IPAL) di TPA hanya berupa kolam pengendapan saja tanpa proses biologi atau proses kimia, masih berfungsi baik dan terawat.","-","ADA","Tidak ada. Melepas gas Metana ke udara.","-"]
[null,2022,2,"Sulawesi Selatan","Kab. Pinrang","TPA MALIMPUNG","TPA Pemda (Non Regional)","A",29183.87,26054.36,100.01,2920,109.5,0,"Desa Malimpung",null,null,"Pemda DATI II",6,"Sanitary Landfill","-","-",206,"Kombinasi timbangan dengan Komputer (excel / tidak otomatis)","Ada dan berfungsi dengan baik","Tujuh hari sekali atau Seminggu Sekali",3,"Ada, Instalasi Pengolahan Air Lindi (IPAL) di TPA hanya berupa kolam pengendapan saja tanpa proses biologi atau proses kimia, masih berfungsi baik dan terawat.","-","ADA","Tidak ada. Melepas gas Metana ke udara.","-"]
[null,2022,2,"Sulawesi Selatan","Kab. Enrekang","TPA MATANG","TPA Pemda (Non Regional)","A",10220,7665,1825,0,730,0,"Desa","Batu Mila","Maiwa","Pemda DATI II",5.7,"Sanitary Landfill","-","-",5000,"Manual Book","Ada dan berfungsi dengan baik","Tiga hari sekali atau seminggu dua kali",5,"Ada, Instalasi Pengolahan Air Lindi (IPAL) di TPA hanya berupa kolam pengendapan saja tanpa proses biologi atau proses kimia, masih berfungsi baik dan terawat.","-","TIDAK ADA","Untuk Bahan Bakar",1]
[null,2022,2,"Sulawesi Selatan","Kab. Enrekang","TPA MATANG","TPA Pemda (Non Regional)","A",10220,7665,1825,0,730,0,"Desa","Batu Mila","Maiwa","Pemda DATI II",5.7,"Sanitary Landfill","-","-",5000,"Manual Book","Ada dan berfungsi dengan baik","Tiga hari sekali atau seminggu dua kali",5,"Ada, Instalasi Pengolahan Air Lindi (IPAL) di TPA hanya berupa kolam pengendapan saja tanpa proses biologi atau proses kimia, masih berfungsi baik dan terawat.","-","TIDAK ADA","Untuk Bahan Bakar",1]
[null,2022,2,"Sulawesi Selatan","Kab. Luwu Timur","TPA Sumber Alam","TPA Pemda (Non Regional)","A",4380,4015,0,0,365,0,"Asana","Asana","Burau","Lainnya",4,"Control Landfill","-","-",2500,"-","Tidak Ada","-","-","-","-","TIDAK ADA","-","-"]
[null,2022,2,"Sulawesi Selatan","Kab. Luwu Timur","TPA Asuli","TPA Pemda (Non Regional)","A",5475,4672,0,0,803,0,"Asuli","Asuli","Towuti","Lainnya",6,"Control Landfill","-","-",10000,"Kombinasi timbangan dengan Komputer (excel / tidak otomatis)","Ada dan berfungsi dengan baik","-","-","-","-","TIDAK ADA","-","-"]
[null,2022,2,"Sulawesi Selatan","Kab. Luwu Timur","TPA Sumber Alam","TPA Pemda (Non Regional)","A",4380,4015,0,0,365,0,"Asana","Asana","Burau","Lainnya",4,"Control Landfill","-","-",2500,"-","Tidak Ada","-","-","-","-","TIDAK ADA","-","-"]
[null,2022,2,"Sulawesi Selatan","Kab. Luwu Timur","TPA Inalahi","TPA Pemda (Non Regional)","A",6570,5840,0,547.5,182.5,0,"Sorowako","Sorowako","Nuha","Lainnya",2,"Control Landfill","-","-",10000,"Kombinasi timbangan dengan Komputer (excel / tidak otomatis)","Ada dan berfungsi dengan baik","Tiga atau Empat Bulan Sekali","-","-","-","TIDAK ADA","-","-"]
[null,2022,2,"Sulawesi Selatan","Kab. Luwu Timur","TPA Asuli","TPA Pemda (Non Regional)","A",5475,4672,0,0,803,0,"Asuli","Asuli","Towuti","Lainnya",6,"Control Landfill","-","-",10000,"Kombinasi timbangan dengan Komputer (excel / tidak otomatis)","Ada dan berfungsi dengan baik","-","-","-","-","TIDAK ADA","-","-"]
[null,2022,2,"Sulawesi Selatan","Kab. Luwu Timur","TPA Ussu","TPA Pemda (Non Regional)","A",8030,6570,730,0,730,0,"Ussu","Ussu","Malili","Pemda DATI II",4,"Control Landfill","-",10,10000,"Kombinasi timbangan dengan Komputer (excel / tidak otomatis)","Ada dan berfungsi dengan baik","Dua minggu sekali",1,"Ada, Instalasi Pengolahan Air Lindi (IPAL) di TPA berupa kolam pengendapan dan proses biologi, masih berfungsi baik dan terawat.",1,"ADA","Tidak ada. Gas Metana dibakar.","-"]
[null,2022,2,"Sulawesi Selatan","Kab. Luwu Timur","TPA Inalahi","TPA Pemda (Non Regional)","A",6570,5840,0,547.5,182.5,0,"Sorowako","Sorowako","Nuha","Lainnya",2,"Control Landfill","-","-",10000,"Kombinasi timbangan dengan Komputer (excel / tidak otomatis)","Ada dan berfungsi dengan baik","Tiga atau Empat Bulan Sekali","-","-","-","TIDAK ADA","-","-"]
[null,2022,2,"Sulawesi Selatan","Kab. Luwu Timur","TPA Ussu","TPA Pemda (Non Regional)","A",8030,6570,730,0,730,0,"Ussu","Ussu","Malili","Pemda DATI II",4,"Control Landfill","-",10,10000,"Kombinasi timbangan dengan Komputer (excel / tidak otomatis)","Ada dan berfungsi dengan baik","Dua minggu sekali",1,"Ada, Instalasi Pengolahan Air Lindi (IPAL) di TPA berupa kolam pengendapan dan proses biologi, masih berfungsi baik dan terawat.",1,"ADA","Tidak ada. Gas Metana dibakar.","-"]
[null,2022,2,"Sulawesi Selatan","Kab. Toraja Utara","TPA Karua","TPA Pemda (Non Regional)","A",16790,16425,0,0,365,0,"Lembang Karua, Kec. Balusu",null,null,"Pemda DATI II",15,"Control Landfill",2019,"-",3,"-","Ada dan berfungsi dengan baik","Tujuh hari sekali atau Seminggu Sekali","-","Ada, Instalasi Pengolahan Air Lindi (IPAL) di TPA berupa kolam pengendapan dan proses biologi, masih berfungsi baik dan terawat.",2,"ADA","Tidak ada. Gas Metana dibakar.","-"]
[null,2022,2,"Sulawesi Selatan","Kota Makassar","TPA Tamangapa","TPA Pemda (Non Regional)","A",274912.3,260312.3,0,0,14600,0,"Jalan AMD Borong Jambu 001/002","Tamangapa","Manggala","Pemda DATI II",16.8,"Open Dumping","-","-",14798,"Kombinasi timbangan dengan Komputer (excel / tidak otomatis)","Ada tapi sedang rusak","Setahun Sekali",3,"Ada, Instalasi Pengolahan Air Lindi (IPAL) di TPA tetapi sudah rusak atau tidak berfungsi dengan baik dan tidak terawat","-","ADA","-","-"]
[null,2022,2,"Sulawesi Selatan","Kota Parepare","TPA Aloppoe Lapadde","TPA Pemda (Non Regional)","A",21115.25,18313.87,237.25,45.63,2518.5,0,"Jl. Jenderal Ahmad Yani KM.7 Aloppoe Lapadde","Lapadde","Ujung","Pemda DATI II",9.8000000000000007,"Control Landfill","Tahun 2020","Tahun 2028",51400,"Otomatis Komputerisasi (Aplikasi Khusus TPA)","Ada dan berfungsi dengan baik","Tiga hari sekali atau seminggu dua kali",2,"Ada, Instalasi Pengolahan Air Lindi (IPAL) di TPA berupa kolam pengendapan dan proses biologi, masih berfungsi baik dan terawat.",2,"ADA","Untuk Bahan Bakar","-"]
[null,2022,2,"Sulawesi Selatan","Kota Palopo","TPA Mancani","TPA Pemda (Non Regional)","A",22995,22838.05,91.25,0,65.7,0,"Jl. Dr. Ratulangi","Batu Walenrang","Telluwanua","Pemda DATI II",11,"Sanitary Landfill","06 Januari 1996",3,12000,"Kombinasi timbangan dengan Komputer (excel / tidak otomatis)","Ada tapi sedang rusak","Setiap hari",3,"Ada, Instalasi Pengolahan Air Lindi (IPAL) di TPA berupa kolam pengendapan dan proses biologi, masih berfungsi baik dan terawat.",2,"ADA","Tidak ada. Melepas gas Metana ke udara.",11]
[null,2022,2,"Sulawesi Tenggara","Kab. Kolaka","TPA Patioso","TPA Pemda (Non Regional)","A",12775,12775,0,0,0,0,"Poros Kolaka-Wolo","Induha","Latambaga","Pemda DATI II",10,"Control Landfill","Januari 2001",2025,13667,"Manual Book","Ada dan berfungsi dengan baik","Dua minggu sekali",1,"Ada, Instalasi Pengolahan Air Lindi (IPAL) di TPA berupa kolam pengendapan dan proses biologi, masih berfungsi baik dan terawat.",2,"ADA","Tidak ada. Gas Metana dibakar.","-"]
[null,2022,2,"Sulawesi Tenggara","Kab. Kolaka","TPA Patioso","TPA Pemda (Non Regional)","A",12775,12775,0,0,0,0,"Poros Kolaka-Wolo","Induha","Latambaga","Pemda DATI II",10,"Control Landfill","Januari 2001",2025,13667,"Manual Book","Ada dan berfungsi dengan baik","Dua minggu sekali",1,"Ada, Instalasi Pengolahan Air Lindi (IPAL) di TPA berupa kolam pengendapan dan proses biologi, masih berfungsi baik dan terawat.",2,"ADA","Tidak ada. Gas Metana dibakar.","-"]
[null,2022,2,"Sulawesi Tenggara","Kab. Wakatobi","TPA WAMBEAMALE","TPA Pemda (Non Regional)","A",11201.85,10471.85,7.3,722.7,0,0,"DESA KOMALA",null,null,"Pemda DATI II",5.7,"Open Dumping","-","-",7.5,"Manual Book","Tidak Ada","-","-","Ada, Instalasi Pengolahan Air Lindi (IPAL) di TPA tetapi sudah rusak atau tidak berfungsi dengan baik dan tidak terawat","-","ADA","Tidak ada. Gas Metana dibakar.","-"]
[null,2022,2,"Sulawesi Tenggara","Kab. Wakatobi","TPA WAMBEAMALE","TPA Pemda (Non Regional)","A",11201.85,10471.85,7.3,722.7,0,0,"DESA KOMALA",null,null,"Pemda DATI II",5.7,"Open Dumping","-","-",7.5,"Manual Book","Tidak Ada","-","-","Ada, Instalasi Pengolahan Air Lindi (IPAL) di TPA tetapi sudah rusak atau tidak berfungsi dengan baik dan tidak terawat","-","ADA","Tidak ada. Gas Metana dibakar.","-"]
[null,2022,2,"Sulawesi Tenggara","Kab. Kolaka Utara","TPA","TPA Pemda (Non Regional)","A",4197.5,1642.5,0,2190,365,0,"JLN. TRANS SULAWESI","DESA TOTALLANG","LASUSUA","Pemda DATI II",6.1,"Control Landfill","31DES2010","-",560,"Kombinasi timbangan dengan Komputer (excel / tidak otomatis)","Ada dan berfungsi dengan baik","Tiga hari sekali atau seminggu dua kali",2,"Ada, Instalasi Pengolahan Air Lindi (IPAL) di TPA hanya berupa kolam pengendapan saja tanpa proses biologi atau proses kimia, masih berfungsi baik dan terawat.","-","ADA","Tidak ada. Melepas gas Metana ke udara.","-"]
[null,2022,2,"Sulawesi Tenggara","Kab. Kolaka Utara","TPA","TPA Pemda (Non Regional)","A",4197.5,1642.5,0,2190,365,0,"JLN. TRANS SULAWESI","DESA TOTALLANG","LASUSUA","Pemda DATI II",6.1,"Control Landfill","31DES2010","-",560,"Kombinasi timbangan dengan Komputer (excel / tidak otomatis)","Ada dan berfungsi dengan baik","Tiga hari sekali atau seminggu dua kali",2,"Ada, Instalasi Pengolahan Air Lindi (IPAL) di TPA hanya berupa kolam pengendapan saja tanpa proses biologi atau proses kimia, masih berfungsi baik dan terawat.","-","ADA","Tidak ada. Melepas gas Metana ke udara.","-"]
[null,2022,2,"Sulawesi Tenggara","Kab. Buton Selatan","TPA BUSOA",null,"A",1204.5,1204.5,0,0,0,0,"JALAN GAJAH MADA, KELURAHAN BUSOA, BATAUGA",null,null,null,0,"Open Dumping","-","-",10000,"Manual Book","Tidak Ada","Tidak ditutup sama sekali","-","Tidak ada Instalasi Pengolahan Air Lindi (IPAL) di TPA","-","TIDAK ADA","-","-"]
[null,2022,2,"Sulawesi Tenggara","Kab. Buton Selatan","TPA BUSOA",null,"A",1204.5,1204.5,0,0,0,0,"JALAN GAJAH MADA, KELURAHAN BUSOA, BATAUGA",null,null,null,0,"Open Dumping","-","-",10000,"Manual Book","Tidak Ada","Tidak ditutup sama sekali","-","Tidak ada Instalasi Pengolahan Air Lindi (IPAL) di TPA","-","TIDAK ADA","-","-"]
[null,2022,2,"Sulawesi Tenggara","Kota Kendari","TPA Puuwatu","TPA Pemda (Non Regional)","A",73000,51100,2920,15330,3650,0,"Kec. Puuwatu",null,null,"Pemda DATI II",12.23,"Sanitary Landfill",2002,2030,50000,"Kombinasi timbangan dengan Komputer (excel / tidak otomatis)","Ada tapi sedang rusak","Sebulan sekali",1,"Ada, Instalasi Pengolahan Air Lindi (IPAL) di TPA hanya berupa kolam pengendapan saja tanpa proses biologi atau proses kimia, masih berfungsi baik dan terawat.","-","ADA","Tidak ada. Melepas gas Metana ke udara.","-"]
[null,2022,2,"Sulawesi Tenggara","Kota Bau Bau","TPA WAKONTI","TPA Pemda (Non Regional)","A",26280,26280,0,0,0,0,"JL. POROS PASARWAJO",null,null,"Pemda DATI II",14,"Sanitary Landfill",2010,"Hingga sekarang",13000,"Kombinasi timbangan dengan Komputer (excel / tidak otomatis)","Ada dan berfungsi dengan baik","Tiga hari sekali atau seminggu dua kali",2,"Ada, Instalasi Pengolahan Air Lindi (IPAL) di TPA hanya berupa kolam pengendapan saja tanpa proses biologi atau proses kimia, masih berfungsi baik dan terawat.",2,"ADA","Tidak ada. Melepas gas Metana ke udara.",10]
[null,2022,2,"Gorontalo","Kab. Gorontalo","TPA Regional Talumelito","TPA Regional","A",7639.45,7639.45,0,0,0,0,"Jalan Adam Hoesa","Talumelito","Telaga Biru","Pemda DATI I",12.9,"Sanitary Landfill",2012,"-",43300,"Otomatis Komputerisasi (Aplikasi Khusus TPA)","Ada dan berfungsi dengan baik","Setiap hari",1,"Ada, Instalasi Pengolahan Air Lindi (IPAL) di TPA berupa kolam pengendapan dan proses biologi, masih berfungsi baik dan terawat.",1,"ADA","-","-"]
[null,2022,2,"Gorontalo","Kab. Gorontalo","TPA Regional Talumelito","TPA Regional","A",7639.45,7639.45,0,0,0,0,"Jalan Adam Hoesa","Talumelito","Telaga Biru","Pemda DATI I",12.9,"Sanitary Landfill",2012,"-",43300,"Otomatis Komputerisasi (Aplikasi Khusus TPA)","Ada dan berfungsi dengan baik","Setiap hari",1,"Ada, Instalasi Pengolahan Air Lindi (IPAL) di TPA berupa kolam pengendapan dan proses biologi, masih berfungsi baik dan terawat.",1,"ADA","-","-"]
[null,2022,2,"Gorontalo","Kab. Bone Bolango","TPA REGIONAL TALUMELITO","TPA Regional","A",3314.2,3314.2,0,0,0,0,"Kabupaten Gorontalo",null,null,null,0,"Sanitary Landfill","-","-","-","Kombinasi timbangan dengan Komputer (excel / tidak otomatis)","Ada dan berfungsi dengan baik","-","-","-","-","TIDAK ADA","-","-"]
[null,2022,2,"Gorontalo","Kab. Bone Bolango","TPA REGIONAL TALUMELITO","TPA Regional","A",3314.2,3314.2,0,0,0,0,"Kabupaten Gorontalo",null,null,null,0,"Sanitary Landfill","-","-","-","Kombinasi timbangan dengan Komputer (excel / tidak otomatis)","Ada dan berfungsi dengan baik","-","-","-","-","TIDAK ADA","-","-"]
[null,2022,2,"Gorontalo","Kab. Pohuwato","TPA DELO INDAH","TPA Pemda (Non Regional)","A",3146.3,591.29999999999995,1460,1095,0,0,"BOTUBILOTAHU","BOTUBILOTAHU","MARISA","Pemda DATI II",5,"Control Landfill",2011,2031,2750,"Manual Book","Ada dan berfungsi dengan baik","Tiga hari sekali atau seminggu dua kali",2,"Ada, Instalasi Pengolahan Air Lindi (IPAL) di TPA tetapi sudah rusak atau tidak berfungsi dengan baik dan tidak terawat","-","ADA","-","-"]
[null,2022,2,"Gorontalo","Kab. Pohuwato","TPA DELO INDAH","TPA Pemda (Non Regional)","A",3146.3,591.29999999999995,1460,1095,0,0,"BOTUBILOTAHU","BOTUBILOTAHU","MARISA","Pemda DATI II",5,"Control Landfill",2011,2031,2750,"Manual Book","Ada dan berfungsi dengan baik","Tiga hari sekali atau seminggu dua kali",2,"Ada, Instalasi Pengolahan Air Lindi (IPAL) di TPA tetapi sudah rusak atau tidak berfungsi dengan baik dan tidak terawat","-","ADA","-","-"]
[null,2022,2,"Gorontalo","Kota Gorontalo","TPA TALUMELITO","TPA Regional","A",36383.199999999997,32733.200000000001,1460,0,2190,0,"TALUMELITO","TALUMELITO","TELAGA BIRU",null,0,"Sanitary Landfill","-","-","-","Kombinasi timbangan dengan Komputer (excel / tidak otomatis)","Ada dan berfungsi dengan baik","-","-","-","-","TIDAK ADA","-","-"]
[null,2022,2,"Sulawesi Barat","Kab. Mamuju","TPA Adi Adi","TPA Pemda (Non Regional)","A",7888.02,7821.95,0,0,66.069999999999993,0,"Jl. Poros Mamuju Majene",null,null,"Pemda DATI II",0,"Control Landfill","-","-","-","Manual Book","Ada dan berfungsi dengan baik","-",1,"Ada, Instalasi Pengolahan Air Lindi (IPAL) di TPA hanya berupa kolam pengendapan saja tanpa proses biologi atau proses kimia, masih berfungsi baik dan terawat.","-","ADA","-","-"]
[null,2022,2,"Sulawesi Barat","Kab. Majene","TPA Moluku","TPA Pemda (Non Regional)","A",11242,11165.35,0,0,76.650000000000006,0,"Moloku","Totoli","Banggae","Pemda DATI II",3.35,"Control Landfill","17 februari 2019","17 februari 2029",18000,"Manual Book","Tidak Ada","Dua minggu sekali",1,"Ada, Instalasi Pengolahan Air Lindi (IPAL) di TPA tetapi sudah rusak atau tidak berfungsi dengan baik dan tidak terawat","-","ADA","-","-"]
[null,2022,2,"Sulawesi Barat","Kab. Majene","TPA Moluku","TPA Pemda (Non Regional)","A",11242,11165.35,0,0,76.650000000000006,0,"Moloku","Totoli","Banggae","Pemda DATI II",3.35,"Control Landfill","17 februari 2019","17 februari 2029",18000,"Manual Book","Tidak Ada","Dua minggu sekali",1,"Ada, Instalasi Pengolahan Air Lindi (IPAL) di TPA tetapi sudah rusak atau tidak berfungsi dengan baik dan tidak terawat","-","ADA","-","-"]
[null,2022,2,"Sulawesi Barat","Kab. Mamuju Tengah","TPA TABOLANG","TPA Pemda (Non Regional)","A",4745,4745,0,0,0,0,"Desa Tabolang Kec. Topoyo Kab. Mamuju Tengah",null,null,"Pemda DATI II",2,"Open Dumping","Tahu 2017","sampai saat ini",20000,"Manual Book","Ada tapi sedang rusak","Tidak ditutup sama sekali","-","Ada, Instalasi Pengolahan Air Lindi (IPAL) di TPA berupa kolam pengendapan dan proses biologi serta proses kimia, masih berfungsi baik dan terawat.","-","ADA","-","-"]
[null,2022,2,"Maluku","Kab. Maluku Tengah","TPA AMAHAI","TPA Pemda (Non Regional)","A",4745,4416.5,0,255.5,73,0,"KEC. AMAHAI",null,null,"Pemda DATI II",10,"Sanitary Landfill","Agustus 2010","-",1000,"Manual Book","Ada tapi sedang rusak","Tiga hari sekali atau seminggu dua kali",1,"Ada, Instalasi Pengolahan Air Lindi (IPAL) di TPA tetapi sudah rusak atau tidak berfungsi dengan baik dan tidak terawat","-","TIDAK ADA","Tidak ada. Gas Metana dibakar.","-"]
[null,2022,2,"Maluku","Kab. Maluku Tengah","TPA AMAHAI","TPA Pemda (Non Regional)","A",4745,4416.5,0,255.5,73,0,"KEC. AMAHAI",null,null,"Pemda DATI II",10,"Sanitary Landfill","Agustus 2010","-",1000,"Manual Book","Ada tapi sedang rusak","Tiga hari sekali atau seminggu dua kali",1,"Ada, Instalasi Pengolahan Air Lindi (IPAL) di TPA tetapi sudah rusak atau tidak berfungsi dengan baik dan tidak terawat","-","TIDAK ADA","Tidak ada. Gas Metana dibakar.","-"]
[null,2022,2,"Maluku","Kab. Buru Selatan","TPA Leksula","TPA Pemda (Non Regional)","A",1255.5999999999999,1255.5999999999999,0,0,0,0,"Jln Kabupaten",null,null,"Pemda DATI II",0.48,"Open Dumping","01 Mei 2015","-",4800,"Manual Book","Tidak Ada","Tidak ditutup sama sekali","-","Tidak ada Instalasi Pengolahan Air Lindi (IPAL) di TPA","-","TIDAK ADA","-","-"]
[null,2022,2,"Maluku","Kab. Buru Selatan","TPA Wamsoba","TPA Pemda (Non Regional)","A",6380.2,6380.2,0,0,0,0,"Jln Trans Buru Modanmohe-Namrole",null,null,"Pemda DATI II",5.3,"Open Dumping","24 Juli 2018","-",12789,"Manual Book","Tidak Ada","Tidak ditutup sama sekali",2,"Ada, Instalasi Pengolahan Air Lindi (IPAL) di TPA tetapi sudah rusak atau tidak berfungsi dengan baik dan tidak terawat","-","ADA","Tidak ada. Gas Metana dibakar.","-"]
[null,2022,2,"Maluku","Kab. Buru Selatan","TPA Leksula","TPA Pemda (Non Regional)","A",1255.5999999999999,1255.5999999999999,0,0,0,0,"Jln Kabupaten",null,null,"Pemda DATI II",0.48,"Open Dumping","01 Mei 2015","-",4800,"Manual Book","Tidak Ada","Tidak ditutup sama sekali","-","Tidak ada Instalasi Pengolahan Air Lindi (IPAL) di TPA","-","TIDAK ADA","-","-"]
[null,2022,2,"Maluku","Kab. Buru Selatan","TPA Wamsoba","TPA Pemda (Non Regional)","A",6380.2,6380.2,0,0,0,0,"Jln Trans Buru Modanmohe-Namrole",null,null,"Pemda DATI II",5.3,"Open Dumping","24 Juli 2018","-",12789,"Manual Book","Tidak Ada","Tidak ditutup sama sekali",2,"Ada, Instalasi Pengolahan Air Lindi (IPAL) di TPA tetapi sudah rusak atau tidak berfungsi dengan baik dan tidak terawat","-","ADA","Tidak ada. Gas Metana dibakar.","-"]
[null,2022,2,"Maluku Utara","Kab. Halmahera Utara","TPA TOBELO MARAHAI","TPA Pemda (Non Regional)","A",12233,8583,0,1825,1825,0,"DESA GOSOMA KECAMATAN TOBELO",null,null,"Pemda DATI II",5,"Control Landfill","-","-",6974.82,"Manual Book","Tidak Ada","Tiga atau Empat Bulan Sekali","-","-","-","ADA","Tidak ada. Gas Metana dibakar.","-"]
[null,2022,2,"Maluku Utara","Kab. Halmahera Utara","TPA TOBELO MARAHAI","TPA Pemda (Non Regional)","A",12233,8583,0,1825,1825,0,"DESA GOSOMA KECAMATAN TOBELO",null,null,"Pemda DATI II",5,"Control Landfill","-","-",6974.82,"Manual Book","Tidak Ada","Tiga atau Empat Bulan Sekali","-","-","-","ADA","Tidak ada. Gas Metana dibakar.","-"]
[null,2022,2,"Maluku Utara","Kota Tidore Kepulauan","TPA RUMBUNE","TPA Pemda (Non Regional)","A",11052.2,10785.89,184.98,0,81.33,0,"Jalan Raya Rum 005/002","Rum Balibunga","Tidore Utara","Pemda DATI II",4.8,"Control Landfill","06 Januari 2014",2026,3795,"Kombinasi timbangan dengan Komputer (excel / tidak otomatis)","-","Tiga hari sekali atau seminggu dua kali","-","Ada, Instalasi Pengolahan Air Lindi (IPAL) di TPA berupa kolam pengendapan dan proses biologi, masih berfungsi baik dan terawat.","-","ADA","Untuk Bahan Bakar","-"]
[null,2022,2,"Papua","Kab. Jayapura","TPAS Distrik Waibu","TPA Pemda (Non Regional)","A",23849.1,20706.45,21.9,182.5,2938.25,0,"Doyo Lama",null,null,"Pemda DATI II",0,"Open Dumping","-","-","-","-","-","-","-","-","-","TIDAK ADA","-","-"]
[null,2022,2,"Papua","Kab. Jayapura","TPAS Distrik Waibu","TPA Pemda (Non Regional)","A",23849.1,20706.45,21.9,182.5,2938.25,0,"Doyo Lama",null,null,"Pemda DATI II",0,"Open Dumping","-","-","-","-","-","-","-","-","-","TIDAK ADA","-","-"]
[null,2022,2,"Papua","Kab. Kepulauan Yapen","TPA      AROMAREA","TPA Pemda (Non Regional)","A",15899.4,15899.4,0,0,0,0,"AREMAREA",null,null,"Pemda DATI II",15,"Open Dumping","-","-","-","Manual Book","Tidak Ada","-","-","Tidak ada Instalasi Pengolahan Air Lindi (IPAL) di TPA","-","TIDAK ADA","-","-"]
[null,2022,2,"Papua","Kab. Biak Numfor","TPA Aibyoki","TPA Pemda (Non Regional)","A",14782.5,14326.25,0,182.5,273.75,0,"Jl. Raya Biak Utara","Desa Darfuar","Distrik Samofa","Pemda DATI II",4,"Control Landfill","15/04/2015",2025,10000,"Manual Book","Tidak Ada","Dua minggu sekali",1,"Ada, Instalasi Pengolahan Air Lindi (IPAL) di TPA berupa kolam pengendapan dan proses biologi, masih berfungsi baik dan terawat.",2,"TIDAK ADA","Tidak ada. Gas Metana dibakar.","-"]
[null,2022,2,"Papua","Kab. Biak Numfor","TPA Aibyoki","TPA Pemda (Non Regional)","A",14782.5,14326.25,0,182.5,273.75,0,"Jl. Raya Biak Utara","Desa Darfuar","Distrik Samofa","Pemda DATI II",4,"Control Landfill","15/04/2015",2025,10000,"Manual Book","Tidak Ada","Dua minggu sekali",1,"Ada, Instalasi Pengolahan Air Lindi (IPAL) di TPA berupa kolam pengendapan dan proses biologi, masih berfungsi baik dan terawat.",2,"TIDAK ADA","Tidak ada. Gas Metana dibakar.","-"]
[null,2022,2,"Papua","Kab. Sarmi","TPA Sewan","TPA Pemda (Non Regional)","A",2168.1,2168.1,0,0,0,0,"Sewan, Distrik Sarmi Timur, Kabupaten Sarmi, Papua",null,null,"Pemda DATI II",0.18,"Open Dumping","12 Juni 2013","-","-","Manual Book","-","Tidak ditutup sama sekali","-","Tidak ada Instalasi Pengolahan Air Lindi (IPAL) di TPA","-","TIDAK ADA","-","-"]
[null,2022,2,"Papua","Kab. Sarmi","TPA Sewan","TPA Pemda (Non Regional)","A",2168.1,2168.1,0,0,0,0,"Sewan, Distrik Sarmi Timur, Kabupaten Sarmi, Papua",null,null,"Pemda DATI II",0.18,"Open Dumping","12 Juni 2013","-","-","Manual Book","-","Tidak ditutup sama sekali","-","Tidak ada Instalasi Pengolahan Air Lindi (IPAL) di TPA","-","TIDAK ADA","-","-"]
[null,2022,2,"Papua","Kab. Keerom","TPA Wembi",null,"A",293.04000000000002,14.65,43.96,234.43,0,0,"Kampung Wembi",null,null,null,0,"Control Landfill","-","-",10,"Manual Book","Tidak Ada","Tujuh hari sekali atau Seminggu Sekali","-","Ada, Instalasi Pengolahan Air Lindi (IPAL) di TPA hanya berupa kolam pengendapan saja tanpa proses biologi atau proses kimia, masih berfungsi baik dan terawat.","-","TIDAK ADA","-","-"]
[null,2022,2,"Papua","Kab. Waropen","TPS SP V","TPA Pemda (Non Regional)","A",2190,2190,0,0,0,0,"KHEMON JAYA SP.V",null,null,"Pemda DATI II",2.0299999999999998,"Open Dumping","-","-",989.84,"-","-","-","-","-","-","TIDAK ADA","-","-"]
[null,2022,2,"Papua","Kota Jayapura","TPA Koya Koso",null,"A",65692.7,64287.45,0,0,1405.25,0,"Jalan Jayapura-Keerom",null,null,null,0,"Control Landfill","-","-",15540,"Otomatis Komputerisasi (Aplikasi Khusus TPA)","Ada dan berfungsi dengan baik","Tujuh hari sekali atau Seminggu Sekali",1,"Ada, Instalasi Pengolahan Air Lindi (IPAL) di TPA hanya berupa kolam pengendapan saja tanpa proses biologi atau proses kimia, masih berfungsi baik dan terawat.",1,"ADA","Tidak ada. Gas Metana dibakar.","-"]
[null,2022,2,"Papua Barat","Kab. Manokwari","TPA Sowi Gunung","TPA Pemda (Non Regional)","A",40861.75,40861.75,0,0,0,0,"TPA Sowi Gunung Kampung Maisepi","Sowi","Manokwari Selatan","Pemda DATI II",51.6,"Control Landfill",2009,"-",12000,"Manual Book","Tidak Ada","Tidak ditutup sama sekali","-","Ada, Instalasi Pengolahan Air Lindi (IPAL) di TPA tetapi sudah rusak atau tidak berfungsi dengan baik dan tidak terawat","-","TIDAK ADA","-","-"]
[null,2022,2,"Papua Barat","Kab. Manokwari","TPA Sowi Gunung","TPA Pemda (Non Regional)","A",40861.75,40861.75,0,0,0,0,"TPA Sowi Gunung Kampung Maisepi","Sowi","Manokwari Selatan","Pemda DATI II",51.6,"Control Landfill",2009,"-",12000,"Manual Book","Tidak Ada","Tidak ditutup sama sekali","-","Ada, Instalasi Pengolahan Air Lindi (IPAL) di TPA tetapi sudah rusak atau tidak berfungsi dengan baik dan tidak terawat","-","TIDAK ADA","-","-"]
[null,2022,2,"Papua Barat","Kab. Teluk Wondama","TPA SIKAMA","TPA Pemda (Non Regional)","A",2131.9699999999998,2131.9699999999998,0,0,0,0,"KAMPUNG SENDERAWOI",null,null,"Pemda DATI II",0.5,"Open Dumping",2018,"-",700,"Manual Book","Tidak Ada","Tidak ditutup sama sekali","-","Ada, Instalasi Pengolahan Air Lindi (IPAL) di TPA tetapi sudah rusak atau tidak berfungsi dengan baik dan tidak terawat","-","TIDAK ADA","-","-"]
[null,2022,2,"Papua Barat","Kab. Teluk Wondama","TPA SIKAMA","TPA Pemda (Non Regional)","A",2131.9699999999998,2131.9699999999998,0,0,0,0,"KAMPUNG SENDERAWOI",null,null,"Pemda DATI II",0.5,"Open Dumping",2018,"-",700,"Manual Book","Tidak Ada","Tidak ditutup sama sekali","-","Ada, Instalasi Pengolahan Air Lindi (IPAL) di TPA tetapi sudah rusak atau tidak berfungsi dengan baik dan tidak terawat","-","TIDAK ADA","-","-"]
[null,2022,2,"Papua Barat","Kab. Kaimana","TPA Kabupaten Kaimana","TPA Pemda (Non Regional)","A",4595.3500000000004,4589.88,0,5.48,0,0,"Kilo 6",null,null,"Pemda DATI II",10,"Control Landfill","01-01-2010","01-01-2021",1000,"Otomatis Komputerisasi (Aplikasi Khusus TPA)","Ada dan berfungsi dengan baik","Tiga hari sekali atau seminggu dua kali",3,"Ada, Instalasi Pengolahan Air Lindi (IPAL) di TPA tetapi sudah rusak atau tidak berfungsi dengan baik dan tidak terawat","-","ADA","Tidak ada. Gas Metana dibakar.","-"]
[null,2022,2,"Papua Barat","Kab. Kaimana","TPA Kabupaten Kaimana","TPA Pemda (Non Regional)","A",4595.3500000000004,4589.88,0,5.48,0,0,"Kilo 6",null,null,"Pemda DATI II",10,"Control Landfill","01-01-2010","01-01-2021",1000,"Otomatis Komputerisasi (Aplikasi Khusus TPA)","Ada dan berfungsi dengan baik","Tiga hari sekali atau seminggu dua kali",3,"Ada, Instalasi Pengolahan Air Lindi (IPAL) di TPA tetapi sudah rusak atau tidak berfungsi dengan baik dan tidak terawat","-","ADA","Tidak ada. Gas Metana dibakar.","-"]
[null,2022,2,"Papua Selatan","Kab. Merauke","TPA BOKEM","TPA Pemda (Non Regional)","A",13121.75,13121.75,0,0,0,0,"JL. PEMBUANGAN SAMPAH","RIMBA JAYA","MERAUKE","Pemda DATI II",15.42,"Control Landfill","-","-",9960,"Manual Book","Tidak Ada","Dua minggu sekali",2,"Ada, Instalasi Pengolahan Air Lindi (IPAL) di TPA hanya berupa kolam pengendapan saja tanpa proses biologi atau proses kimia, masih berfungsi baik dan terawat.","-","ADA","Tidak ada. Gas Metana dibakar.","-"]
[null,2022,2,"Papua Selatan","Kab. Merauke","TPA BOKEM","TPA Pemda (Non Regional)","A",13121.75,13121.75,0,0,0,0,"JL. PEMBUANGAN SAMPAH","RIMBA JAYA","MERAUKE","Pemda DATI II",15.42,"Control Landfill","-","-",9960,"Manual Book","Tidak Ada","Dua minggu sekali",2,"Ada, Instalasi Pengolahan Air Lindi (IPAL) di TPA hanya berupa kolam pengendapan saja tanpa proses biologi atau proses kimia, masih berfungsi baik dan terawat.","-","ADA","Tidak ada. Gas Metana dibakar.","-"]
[null,2022,2,"Papua Selatan","Kab. Boven Digoel","TEMPAT PEMBUANGAN AKHIR (TPA)","TPA Pemda (Non Regional)","A",2153.5,2153.5,0,0,0,0,"Jl. Trans Papua Km.18",null,null,"Pemda DATI II",4,"Open Dumping",2017,"sekarang",1000,"Manual Book","Tidak Ada","-",4,"Ada, Instalasi Pengolahan Air Lindi (IPAL) di TPA hanya berupa kolam pengendapan saja tanpa proses biologi atau proses kimia, masih berfungsi baik dan terawat.","-","ADA","-","-"]
[null,2022,2,"Papua Selatan","Kab. Boven Digoel","TEMPAT PEMBUANGAN AKHIR (TPA)","TPA Pemda (Non Regional)","A",2153.5,2153.5,0,0,0,0,"Jl. Trans Papua Km.18",null,null,"Pemda DATI II",4,"Open Dumping",2017,"sekarang",1000,"Manual Book","Tidak Ada","-",4,"Ada, Instalasi Pengolahan Air Lindi (IPAL) di TPA hanya berupa kolam pengendapan saja tanpa proses biologi atau proses kimia, masih berfungsi baik dan terawat.","-","ADA","-","-"]
[null,2022,2,"Papua Selatan","Kab. Asmat","Tempat Penyimpanan sementara (TPS)","TPA Pemda (Non Regional)","A",3285,3285,0,0,0,0,"Jalan Nusantara Distrik Agats",null,null,null,0,"Open Dumping","-","-",8000,"-","-","Tidak ditutup sama sekali","-","-","-","TIDAK ADA","-","-"]
[null,2022,2,"Papua Selatan","Kab. Asmat","Tempat Penyimpanan sementara (TPS)","TPA Pemda (Non Regional)","A",3285,3285,0,0,0,0,"Jalan Nusantara Distrik Agats",null,null,null,0,"Open Dumping","-","-",8000,"-","-","Tidak ditutup sama sekali","-","-","-","TIDAK ADA","-","-"]
[null,2022,2,"Papua Tengah","Kab. Mimika","TPA IWAKA","TPA Pemda (Non Regional)","A",29901.71,29901.71,0,0,0,0,"IWAKA",null,null,"Pemda DATI II",11.34,"Open Dumping","-","-",2000,"Manual Book","Tidak Ada","Tidak ditutup sama sekali","-","Tidak ada Instalasi Pengolahan Air Lindi (IPAL) di TPA","-","ADA","-","-"]
[null,2022,2,"Papua Tengah","Kab. Mimika","TPA IWAKA","TPA Pemda (Non Regional)","A",29901.71,29901.71,0,0,0,0,"IWAKA",null,null,"Pemda DATI II",11.34,"Open Dumping","-","-",2000,"Manual Book","Tidak Ada","Tidak ditutup sama sekali","-","Tidak ada Instalasi Pengolahan Air Lindi (IPAL) di TPA","-","ADA","-","-"]
[null,2022,2,"Papua Barat Daya","Kab. Sorong","TPA Km 32","TPA Pemda (Non Regional)","A",5179.3500000000004,5179.3500000000004,0,0,0,0,"Jalan Klamono Km 32",null,null,"Pemda DATI II",10,"Open Dumping","-","-",12874,"Manual Book","Tidak Ada","Tidak ditutup sama sekali","-","Ada, Instalasi Pengolahan Air Lindi (IPAL) di TPA tetapi sudah rusak atau tidak berfungsi dengan baik dan tidak terawat","-","ADA","-","-"]
[null,2022,2,"Papua Barat Daya","Kab. Sorong","TPA Km 32","TPA Pemda (Non Regional)","A",5179.3500000000004,5179.3500000000004,0,0,0,0,"Jalan Klamono Km 32",null,null,"Pemda DATI II",10,"Open Dumping","-","-",12874,"Manual Book","Tidak Ada","Tidak ditutup sama sekali","-","Ada, Instalasi Pengolahan Air Lindi (IPAL) di TPA tetapi sudah rusak atau tidak berfungsi dengan baik dan tidak terawat","-","ADA","-","-"]
[null,2021,2,"Aceh","Kab. Aceh Selatan","TPA PASIE RAJA","TPA Pemda (Non Regional)","A",12775,12775,0,0,0,0,"Pasie Rasian","Pasie Rasian","Pasie Raja","Pemda DATI II",5.3,"Open Dumping","-","-",20000,"Manual Book","Ada tapi sedang rusak","-",2,"Tidak ada Instalasi Pengolahan Air Lindi (IPAL) di TPA",2,"TIDAK ADA","-","-"]
[null,2021,2,"Aceh","Kab. Aceh Selatan","TPA PASIE RAJA","TPA Pemda (Non Regional)","A",12775,12775,0,0,0,0,"Pasie Rasian","Pasie Rasian","Pasie Raja","Pemda DATI II",5.3,"Open Dumping","-","-",20000,"Manual Book","Ada tapi sedang rusak","-",2,"Tidak ada Instalasi Pengolahan Air Lindi (IPAL) di TPA",2,"TIDAK ADA","-","-"]
[null,2021,2,"Aceh","Kab. Gayo Lues","TPA Blangnangka","TPA Pemda (Non Regional)","A",8405.9500000000007,8223.4500000000007,0,0,182.5,0,"Kampung Akul","Sekuelen","Blang Jerango","Pemda DATI II",5,"Control Landfill","01/01/2014","-","-","Manual Book","Tidak Ada","Tujuh hari sekali atau Seminggu Sekali",2,"Ada, Instalasi Pengolahan Air Lindi (IPAL) di TPA hanya berupa kolam pengendapan saja tanpa proses biologi atau proses kimia, masih berfungsi baik dan terawat.","-","ADA","-","-"]
[null,2021,2,"Aceh","Kota Banda Aceh","TPA Regional Blang Bintang","TPA Regional","A",68042.13,68042.13,0,0,0,0,"Jl. Radar Km 08","Data Makmur","Blang Bintang","Pemda DATI I",206,"Control Landfill","13 April","-",33750,"Kombinasi timbangan dengan Komputer (excel / tidak otomatis)","Ada dan berfungsi dengan baik","Tiga hari sekali atau seminggu dua kali","-","Ada, Instalasi Pengolahan Air Lindi (IPAL) di TPA hanya berupa kolam pengendapan saja tanpa proses biologi atau proses kimia, masih berfungsi baik dan terawat.",1,"ADA","Untuk Energi Listrik","-"]
[null,2021,2,"Aceh","Kota Banda Aceh","TPA Kota Banda Aceh","TPA Pemda (Non Regional)","A",6821.71,6821.71,0,0,0,0,"Jl. Tgk Dianjong","Gampong Jawa","Kuta Raja",null,23.3,"Control Landfill","Januari 2010","-",10000,"Kombinasi timbangan dengan Komputer (excel / tidak otomatis)","Ada dan berfungsi dengan baik","Sebulan sekali",3,"Ada, Instalasi Pengolahan Air Lindi (IPAL) di TPA berupa kolam pengendapan dan proses biologi, masih berfungsi baik dan terawat.",1,"ADA","Untuk Energi Listrik",210]
[null,2021,2,"Aceh","Kota Sabang","TPA LHOK BATEE","TPA Pemda (Non Regional)","A",5847.3,2562.3000000000002,912.5,1825,547.5,0,"JALAN SABANG BALOHAN JORONG LHOK BATEE","GAMPONG COT ABEUK","SUKAJAYA","Pemda DATI II",2,"Control Landfill",2000,2024,5400,"Manual Book","-","Tiga atau Empat Bulan Sekali",3,"Ada, Instalasi Pengolahan Air Lindi (IPAL) di TPA tetapi sudah rusak atau tidak berfungsi dengan baik dan tidak terawat",1,"ADA","-","-"]
[null,2021,2,"Aceh","Kota Langsa","TPA Kota Langsa","TPA Pemda (Non Regional)","A",19264.7,19082.560000000001,0,0,182.14,0,"Jalan Kebun Ireng","Pondok Keumuning","Langsa Lama","Pemda DATI II",0,"Control Landfill",2008,"-",10500,"Kombinasi timbangan dengan Komputer (excel / tidak otomatis)","Ada dan berfungsi dengan baik","Tiga hari sekali atau seminggu dua kali",2,"Ada, Instalasi Pengolahan Air Lindi (IPAL) di TPA berupa kolam pengendapan dan proses biologi, masih berfungsi baik dan terawat.",1,"ADA","Tidak ada. Gas Metana dibakar.","-"]
[null,2021,2,"Sumatera Utara","Kab. Tapanuli Tengah","TPA AEK NABOBAR","TPA Regional","A",12045,12045,0,0,0,0,"Kelurahan Albion Prancis","Pinangbaru","Pinang sori","Lainnya",42,"Open Dumping","-","-","-","Manual Book","Tidak Ada","Setahun Sekali","-","Tidak ada Instalasi Pengolahan Air Lindi (IPAL) di TPA","-","ADA","-","-"]
[null,2021,2,"Sumatera Utara","Kab. Tapanuli Utara","TPA Lobu Siregar","TPA Pemda (Non Regional)","A",6504.3,6504.3,0,0,0,0,"Lobu Siregar",null,null,"Pemda DATI II",0.5,"Open Dumping","-","-",0,"Manual Book","Tidak Ada","Tidak ditutup sama sekali","-","Tidak ada Instalasi Pengolahan Air Lindi (IPAL) di TPA","-","ADA","-","-"]
[null,2021,2,"Sumatera Utara","Kab. Tapanuli Utara","TPA Siarangarang","TPA Pemda (Non Regional)","A",18790.2,18790.2,0,0,0,0,"Partali Julu",null,null,"Pemda DATI II",1.5,"Open Dumping","-","-",0,"Manual Book","Tidak Ada","Tidak ditutup sama sekali","-","Tidak ada Instalasi Pengolahan Air Lindi (IPAL) di TPA","-","TIDAK ADA","-","-"]
[null,2021,2,"Sumatera Utara","Kab. Tapanuli Utara","TPA Lobu Siregar","TPA Pemda (Non Regional)","A",6504.3,6504.3,0,0,0,0,"Lobu Siregar",null,null,"Pemda DATI II",0.5,"Open Dumping","-","-",0,"Manual Book","Tidak Ada","Tidak ditutup sama sekali","-","Tidak ada Instalasi Pengolahan Air Lindi (IPAL) di TPA","-","ADA","-","-"]
[null,2021,2,"Sumatera Utara","Kab. Tapanuli Utara","TPA Siarangarang","TPA Pemda (Non Regional)","A",18790.2,18790.2,0,0,0,0,"Partali Julu",null,null,"Pemda DATI II",1.5,"Open Dumping","-","-",0,"Manual Book","Tidak Ada","Tidak ditutup sama sekali","-","Tidak ada Instalasi Pengolahan Air Lindi (IPAL) di TPA","-","TIDAK ADA","-","-"]
[null,2021,2,"Sumatera Utara","Kab. Langkat","TPA padang cermin","TPA Pemda (Non Regional)","A",3285,3285,0,0,0,0,"Jl. padang cermin","padang cermin","selesai","Pemda DATI II",1,"Open Dumping","-","-","-","-","Tidak Ada","-","-","Tidak ada Instalasi Pengolahan Air Lindi (IPAL) di TPA","-","TIDAK ADA","-","-"]
[null,2021,2,"Sumatera Utara","Kab. Langkat","TPA bahorok","TPA Pemda (Non Regional)","A",3650,3650,0,0,0,0,"Jl. Bahorok","Bahorok","kutambaru","Pemda DATI II",2,"Open Dumping","-","-","-","-","Tidak Ada","-","-","Tidak ada Instalasi Pengolahan Air Lindi (IPAL) di TPA","-","TIDAK ADA","-","-"]
[null,2021,2,"Sumatera Utara","Kab. Langkat","TPA tangkahan durian","TPA Pemda (Non Regional)","A",7300,7300,0,0,0,0,"Jl. tangkahan durian","tangkahan durian","brandan barat",null,2,"Open Dumping","-","-","-","-","Tidak Ada","-","-","Tidak ada Instalasi Pengolahan Air Lindi (IPAL) di TPA","-","TIDAK ADA","-","-"]
[null,2021,2,"Sumatera Utara","Kab. Langkat","TPA Kwala Bingai","TPA Pemda (Non Regional)","A",15695,14709.5,730,0,255.5,0,"Jl. Kwala Bingai","Kwala Bingai","Stabat","Pemda DATI II",2.5,"Control Landfill",2005,"-",8000,"Otomatis Komputerisasi (Aplikasi Khusus TPA)","Ada dan berfungsi dengan baik","Tiga hari sekali atau seminggu dua kali",3,"Ada, Instalasi Pengolahan Air Lindi (IPAL) di TPA hanya berupa kolam pengendapan saja tanpa proses biologi atau proses kimia, masih berfungsi baik dan terawat.",3,"ADA","-","-"]
[null,2021,2,"Sumatera Utara","Kab. Langkat","TPA padang cermin","TPA Pemda (Non Regional)","A",3285,3285,0,0,0,0,"Jl. padang cermin","padang cermin","selesai","Pemda DATI II",1,"Open Dumping","-","-","-","-","Tidak Ada","-","-","Tidak ada Instalasi Pengolahan Air Lindi (IPAL) di TPA","-","TIDAK ADA","-","-"]
[null,2021,2,"Sumatera Utara","Kab. Langkat","TPA bahorok","TPA Pemda (Non Regional)","A",3650,3650,0,0,0,0,"Jl. Bahorok","Bahorok","kutambaru","Pemda DATI II",2,"Open Dumping","-","-","-","-","Tidak Ada","-","-","Tidak ada Instalasi Pengolahan Air Lindi (IPAL) di TPA","-","TIDAK ADA","-","-"]
[null,2021,2,"Sumatera Utara","Kab. Langkat","TPA tangkahan durian","TPA Pemda (Non Regional)","A",7300,7300,0,0,0,0,"Jl. tangkahan durian","tangkahan durian","brandan barat",null,2,"Open Dumping","-","-","-","-","Tidak Ada","-","-","Tidak ada Instalasi Pengolahan Air Lindi (IPAL) di TPA","-","TIDAK ADA","-","-"]
[null,2021,2,"Sumatera Utara","Kab. Langkat","TPA Kwala Bingai","TPA Pemda (Non Regional)","A",15695,14709.5,730,0,255.5,0,"Jl. Kwala Bingai","Kwala Bingai","Stabat","Pemda DATI II",2.5,"Control Landfill",2005,"-",8000,"Otomatis Komputerisasi (Aplikasi Khusus TPA)","Ada dan berfungsi dengan baik","Tiga hari sekali atau seminggu dua kali",3,"Ada, Instalasi Pengolahan Air Lindi (IPAL) di TPA hanya berupa kolam pengendapan saja tanpa proses biologi atau proses kimia, masih berfungsi baik dan terawat.",3,"ADA","-","-"]
[null,2021,2,"Sumatera Utara","Kab. Karo","TPA TONGGING","TPA Pemda (Non Regional)","A",63.6,63.6,0,0,0,0,"DESA TONGGING","DESA TONGGING","MEREK","Pemda DATI II",0.5,"Open Dumping","-","-",5000,"Manual Book","Tidak Ada","Tidak ditutup sama sekali","-","Tidak ada Instalasi Pengolahan Air Lindi (IPAL) di TPA","-","TIDAK ADA","-","-"]
[null,2021,2,"Sumatera Utara","Kab. Karo","TPA KERIAHEN","TPA Pemda (Non Regional)","A",731.37,731.37,0,0,0,0,"DESA KERIAHEN","DESA KERIAHEN","JUHAR","Pemda DATI II",0.5,"Open Dumping","-","-",5000,"Manual Book","Tidak Ada","Tidak ditutup sama sekali","-","Tidak ada Instalasi Pengolahan Air Lindi (IPAL) di TPA","-","TIDAK ADA","-","-"]
[null,2021,2,"Sumatera Utara","Kab. Karo","TPA NANGBELAWAN","TPA Pemda (Non Regional)","A",24090,23871,0,0,219,0,"DESA NANGBELAWAN","DESA NANGBELAWAN","SIMPANG EMPAT","Pemda DATI II",1,"Open Dumping","01 JANUARI 1995","-",8000,"Manual Book","Tidak Ada","Tidak ditutup sama sekali","-","Tidak ada Instalasi Pengolahan Air Lindi (IPAL) di TPA","-","TIDAK ADA","-","-"]
[null,2021,2,"Sumatera Utara","Kab. Deli Serdang","TADUKAN RAGA II","TPA Pemda (Non Regional)","A",54750,47450,1825,0,5475,0,"DUSUN II DESA TADUKAN RAGA KECAMATAN STM HILIR",null,null,"Pemda DATI II",7.5,"Sanitary Landfill",2021,2031,3000,"Kombinasi timbangan dengan Komputer (excel / tidak otomatis)","Ada dan berfungsi dengan baik","Setiap hari",2,"Ada, Instalasi Pengolahan Air Lindi (IPAL) di TPA berupa kolam pengendapan dan proses biologi, masih berfungsi baik dan terawat.",2,"ADA","Untuk Bahan Bakar","-"]
[null,2021,2,"Sumatera Utara","Kab. Deli Serdang","TPA NAMORUBE JULU","TPA Pemda (Non Regional)","A",96725,87600,1825,1825,5475,0,"Jl.","Namorube Julu","Kutalimbaru",null,3.7,"Sanitary Landfill","Januari 2017","-",20000,"Kombinasi timbangan dengan Komputer (excel / tidak otomatis)","Ada dan berfungsi dengan baik","Setiap hari",4,"Ada, Instalasi Pengolahan Air Lindi (IPAL) di TPA berupa kolam pengendapan dan proses biologi serta proses kimia, masih berfungsi baik dan terawat.",3,"ADA","Untuk Bahan Bakar","-"]
[null,2021,2,"Sumatera Utara","Kab. Asahan","TPST","TPA Pemda (Non Regional)","A",730,0,182.5,547.5,0,0,"Jl. Ir. Sutami",null,null,null,0,"-","-","-","-","-","-","-","-","-","-","TIDAK ADA","-","-"]
[null,2021,2,"Sumatera Utara","Kab. Asahan","TPA Sei Renggas","TPA Pemda (Non Regional)","A",21684.65,20954.650000000001,0,182.5,547.5,0,"Jl. Ir. Sutami","Sei Renggas","Kisaran Barat","Pemda DATI II",2.5,"Open Dumping","-","-","-","-","Tidak Ada","Tidak ditutup sama sekali","-","Ada, Instalasi Pengolahan Air Lindi (IPAL) di TPA tetapi sudah rusak atau tidak berfungsi dengan baik dan tidak terawat","-","ADA","-","-"]
[null,2021,2,"Sumatera Utara","Kab. Asahan","TPST","TPA Pemda (Non Regional)","A",730,0,182.5,547.5,0,0,"Jl. Ir. Sutami",null,null,null,0,"-","-","-","-","-","-","-","-","-","-","TIDAK ADA","-","-"]
[null,2021,2,"Sumatera Utara","Kab. Asahan","TPA Sei Renggas","TPA Pemda (Non Regional)","A",21684.65,20954.650000000001,0,182.5,547.5,0,"Jl. Ir. Sutami","Sei Renggas","Kisaran Barat","Pemda DATI II",2.5,"Open Dumping","-","-","-","-","Tidak Ada","Tidak ditutup sama sekali","-","Ada, Instalasi Pengolahan Air Lindi (IPAL) di TPA tetapi sudah rusak atau tidak berfungsi dengan baik dan tidak terawat","-","ADA","-","-"]
[null,2021,2,"Sumatera Utara","Kab. Toba","TPA Sijambur","TPA Pemda (Non Regional)","A",1686.3,1686.3,0,0,0,0,"Sijambur Desa Pardomuan",null,null,"Pemda DATI II",0,"Open Dumping","-","-","-","-","-","-","-","Tidak ada Instalasi Pengolahan Air Lindi (IPAL) di TPA","-","TIDAK ADA","-","-"]
[null,2021,2,"Sumatera Utara","Kab. Toba","TPA Pintu Bosi","TPA Pemda (Non Regional)","A",9855,9855,0,0,0,0,"Jl. TPL Desa Pintu Bosi",null,null,"Pemda DATI II",0,"Open Dumping","-","-","-","Manual Book","Tidak Ada","-","-","-","-","TIDAK ADA","-","-"]
[null,2021,2,"Sumatera Utara","Kab. Toba","TPA Sijambur","TPA Pemda (Non Regional)","A",1686.3,1686.3,0,0,0,0,"Sijambur Desa Pardomuan",null,null,"Pemda DATI II",0,"Open Dumping","-","-","-","-","-","-","-","Tidak ada Instalasi Pengolahan Air Lindi (IPAL) di TPA","-","TIDAK ADA","-","-"]
[null,2021,2,"Sumatera Utara","Kab. Toba","TPA Pintu Bosi","TPA Pemda (Non Regional)","A",9855,9855,0,0,0,0,"Jl. TPL Desa Pintu Bosi",null,null,"Pemda DATI II",0,"Open Dumping","-","-","-","Manual Book","Tidak Ada","-","-","-","-","TIDAK ADA","-","-"]
[null,2021,2,"Sumatera Utara","Kota Medan","TPA Terjun","TPA Pemda (Non Regional)","A",328500,224475,91250,0,12775,0,"Jl. Marelan Raya Pasar V","Rengas Pulau","Medan Marelan","Pemda DATI II",14,"Open Dumping",1993,"-",0,"-","-","-","-","-","-","TIDAK ADA","-","-"]
[null,2021,1,"Sumatera Utara","Kota Pematang Siantar","TPA Tanjung Pinggir Pematangsiantar","TPA Pemda (Non Regional)","A",60590,60042.5,182.5,0,365,0,"Jl. Tuan Rondahaim Pematangsiantar","Tanjung Pinggir","Siantar Martoba","Pemda DATI II",5,"Control Landfill",1994,2025,26,"Manual Book","Tidak Ada","-",2,"Ada, Instalasi Pengolahan Air Lindi (IPAL) di TPA berupa kolam pengendapan dan proses biologi, masih berfungsi baik dan terawat.",1,"ADA","Tidak ada. Melepas gas Metana ke udara.","-"]
[null,2021,2,"Sumatera Utara","Kota Pematang Siantar","TPA Tanjung Pinggir Kota Pematangsiantar",null,"A",60955,60407.5,182.5,0,365,0,"Jl. Tuan Rondahaim, Kel. Tanjung Pinggir, Kec. Siantar Martoba",null,null,null,0,"Control Landfill","-","-",30000,"Kombinasi timbangan dengan Komputer (excel / tidak otomatis)","Tidak Ada","Tujuh hari sekali atau Seminggu Sekali",2,"Ada, Instalasi Pengolahan Air Lindi (IPAL) di TPA berupa kolam pengendapan dan proses biologi, masih berfungsi baik dan terawat.",255,"ADA","Tidak ada. Melepas gas Metana ke udara.","-"]
[null,2021,2,"Sumatera Utara","Kota Tebing Tinggi","TPA BAJA","TPA Pemda (Non Regional)","A",31561.55,31246.52,315.04000000000002,0,0,0,"Jl. Baja","TEBING TINGGI","PADANG HILIR","Pemda DATI II",6.11,"Control Landfill","-","-",11200,"Kombinasi timbangan dengan Komputer (excel / tidak otomatis)","Ada dan berfungsi dengan baik","Dua minggu sekali",5,"Ada, Instalasi Pengolahan Air Lindi (IPAL) di TPA berupa kolam pengendapan dan proses biologi serta proses kimia, masih berfungsi baik dan terawat.",255,"ADA","Tidak ada. Gas Metana dibakar.","-"]
[null,2021,2,"Sumatera Barat","Kab. Pesisir Selatan","TPA Gunung Bungkuak","TPA Pemda (Non Regional)","A",12775,12410,365,0,0,0,"Bukit Panyabuangan","Gunung Bungkuak Lumpo","IV Jurai","Pemda DATI II",3.6,"Control Landfill","-","-",12,"Manual Book","Ada dan berfungsi dengan baik","Tujuh hari sekali atau Seminggu Sekali",2,"Ada, Instalasi Pengolahan Air Lindi (IPAL) di TPA berupa kolam pengendapan dan proses biologi, masih berfungsi baik dan terawat.",12,"ADA","-","-"]
[null,2021,2,"Sumatera Barat","Kab. Pesisir Selatan","TPA Gunung Bungkuak","TPA Pemda (Non Regional)","A",12775,12410,365,0,0,0,"Bukit Panyabuangan","Gunung Bungkuak Lumpo","IV Jurai","Pemda DATI II",3.6,"Control Landfill","-","-",12,"Manual Book","Ada dan berfungsi dengan baik","Tujuh hari sekali atau Seminggu Sekali",2,"Ada, Instalasi Pengolahan Air Lindi (IPAL) di TPA berupa kolam pengendapan dan proses biologi, masih berfungsi baik dan terawat.",12,"ADA","-","-"]
[null,2021,2,"Sumatera Barat","Kab. Tanah Datar","TPA Bukik Sangkiang","TPA Pemda (Non Regional)","A",16129.92,16003.74,86.03,0,40.15,0,"Jorong Piliang","Limo Kaum","Lima Kaum","Pemda DATI II",3,"Control Landfill",2006,2030,10589,"Manual Book","Tidak Ada","Tujuh hari sekali atau Seminggu Sekali",2,"Ada, Instalasi Pengolahan Air Lindi (IPAL) di TPA hanya berupa kolam pengendapan saja tanpa proses biologi atau proses kimia, masih berfungsi baik dan terawat.",1,"ADA","Tidak ada. Gas Metana dibakar.","-"]
[null,2021,2,"Sumatera Barat","Kab. Pasaman","TPA PUNCAK LABUAI","TPA Pemda (Non Regional)","A",7183.53,6360.15,0,0,823.38,0,"Jalan Koto Tangah","Ganggo Mudiak","Bonjol","Pemda DATI II",1.8,"Control Landfill",2015,2022,300,"Manual Book","Tidak Ada","Tiga hari sekali atau seminggu dua kali",3,"Ada, Instalasi Pengolahan Air Lindi (IPAL) di TPA hanya berupa kolam pengendapan saja tanpa proses biologi atau proses kimia, masih berfungsi baik dan terawat.",2,"ADA","Tidak ada. Gas Metana dibakar.","-"]
[null,2021,2,"Sumatera Barat","Kab. Pasaman","TPA PUNCAK LABUAI","TPA Pemda (Non Regional)","A",7183.53,6360.15,0,0,823.38,0,"Jalan Koto Tangah","Ganggo Mudiak","Bonjol","Pemda DATI II",1.8,"Control Landfill",2015,2022,300,"Manual Book","Tidak Ada","Tiga hari sekali atau seminggu dua kali",3,"Ada, Instalasi Pengolahan Air Lindi (IPAL) di TPA hanya berupa kolam pengendapan saja tanpa proses biologi atau proses kimia, masih berfungsi baik dan terawat.",2,"ADA","Tidak ada. Gas Metana dibakar.","-"]
[null,2021,2,"Sumatera Barat","Kab. Solok Selatan","TPA Jujutan","TPA Pemda (Non Regional)","A",5120.95,5120.95,0,0,0,0,"Jorong jujutan, Nagari Lubuk Gadang Kecamatan Sangir",null,null,"Pemda DATI II",6.3,"Open Dumping","-","-","-","Manual Book","Tidak Ada","Tidak ditutup sama sekali","-","Ada, Instalasi Pengolahan Air Lindi (IPAL) di TPA tetapi sudah rusak atau tidak berfungsi dengan baik dan tidak terawat","-","ADA","-","-"]
[null,2021,2,"Sumatera Barat","Kota Solok","TPA Sampah Regional Solok","TPA Regional","A",16616,16506.5,36.5,0,73,0,"Ampang Kualo","Kampung Jawa","Tanjung Harapan","Pemda DATI I",6.24,"Control Landfill","23 Oktober 2014","-",21016,"Kombinasi timbangan dengan Komputer (excel / tidak otomatis)","Ada dan berfungsi dengan baik","Tujuh hari sekali atau Seminggu Sekali",2,"Ada, Instalasi Pengolahan Air Lindi (IPAL) di TPA berupa kolam pengendapan dan proses biologi, masih berfungsi baik dan terawat.",12,"ADA","Tidak ada. Gas Metana dibakar.","-"]
[null,2021,2,"Sumatera Barat","Kota Sawahlunto","TPA Sampah Kayu Gadang","TPA Pemda (Non Regional)","A",5088.1000000000004,5088.1000000000004,0,0,0,0,"Kayu Gadang Dusun Kayu Gadang","Desa Santur","Barangin","Pemda DATI II",25,"Control Landfill","-",2035,50000,"Manual Book","Tidak Ada","Tiga hari sekali atau seminggu dua kali",3,"Ada, Instalasi Pengolahan Air Lindi (IPAL) di TPA berupa kolam pengendapan dan proses biologi serta proses kimia, masih berfungsi baik dan terawat.",2,"ADA","Tidak ada. Gas Metana dibakar.","-"]
[null,2021,2,"Sumatera Barat","Kota Padang Panjang","TPA Sei Andok","TPA Pemda (Non Regional)","A",15636.6,15269.78,69.349999999999994,163.52000000000001,133.96,0,"Jl. Bustanul Arifin RT 6","Kampung Manggis","Padang Panjang Barat","Pemda DATI II",4.8,"Sanitary Landfill",1988,"-",12000,"Manual Book","Tidak Ada","Setiap hari",3,"Ada, Instalasi Pengolahan Air Lindi (IPAL) di TPA hanya berupa kolam pengendapan saja tanpa proses biologi atau proses kimia, masih berfungsi baik dan terawat.",12,"ADA","-","-"]
[null,2021,2,"Sumatera Barat","Kota Payakumbuh","TPA REGIONAL","TPA Regional","A",29798.6,29798.6,0,0,0,0,"Padang Karambia","Padang Karambia","Payakumbuh Selatan","Pemda DATI I",137.9,"Sanitary Landfill","2 Agustus 2013","-",26700,"Kombinasi timbangan dengan Komputer (excel / tidak otomatis)","Ada dan berfungsi dengan baik","Setiap hari",1,"Ada, Instalasi Pengolahan Air Lindi (IPAL) di TPA berupa kolam pengendapan dan proses biologi, masih berfungsi baik dan terawat.",92,"ADA","-","-"]
[null,2021,2,"Riau","Kab. Indragiri Hilir","TPA SUNGAI BERINGIN","TPA Pemda (Non Regional)","A",19345,19323.099999999999,0,0,21.9,0,"JL. SUNGAI BERINGIN PARIT 19",null,null,"Pemda DATI II",12,"Open Dumping",20122010,20122045,5,"Manual Book","Tidak Ada","-",2,"Tidak ada Instalasi Pengolahan Air Lindi (IPAL) di TPA","-","ADA","Tidak ada. Gas Metana dibakar.","-"]
[null,2021,2,"Riau","Kab. Siak","TPA Tualang","TPA Pemda (Non Regional)","A",28871.5,28835,36.5,0,0,0,"Jl. Raya Perawang-Minas Km. 11 03/04","Kampung Perawang Barat","Tualang","Pemda DATI II",10,"Control Landfill",2013,2043,30000,"Manual Book","Ada dan berfungsi dengan baik","Tujuh hari sekali atau Seminggu Sekali",3,"Ada, Instalasi Pengolahan Air Lindi (IPAL) di TPA hanya berupa kolam pengendapan saja tanpa proses biologi atau proses kimia, masih berfungsi baik dan terawat.",1,"ADA","-","-"]
[null,2021,2,"Riau","Kab. Siak","TPA Buantan Besar/Siak","TPA Pemda (Non Regional)","A",4927.5,3102.5,365,1460,0,0,"Jl. Raya Siak-Bungaraya 001/002","Buantan Besar","Siak","Pemda DATI II",4,"Control Landfill",2001,2030,30000,"Kombinasi timbangan dengan Komputer (excel / tidak otomatis)","Ada dan berfungsi dengan baik","Tujuh hari sekali atau Seminggu Sekali",3,"Ada, Instalasi Pengolahan Air Lindi (IPAL) di TPA hanya berupa kolam pengendapan saja tanpa proses biologi atau proses kimia, masih berfungsi baik dan terawat.",1,"ADA","-","-"]
[null,2021,2,"Riau","Kab. Siak","TPA Kandis","TPA Pemda (Non Regional)","A",3650,3650,0,0,0,0,"Simpang Gelombang",null,"Kandis","Pemda DATI II",5,"Open Dumping","-","-",5,"-","-","Tidak ditutup sama sekali","-","Tidak ada Instalasi Pengolahan Air Lindi (IPAL) di TPA","-","TIDAK ADA","-","-"]
[null,2021,2,"Riau","Kab. Siak","TPA Lubuk Dalam","TPA Pemda (Non Regional)","A",2920,2920,0,0,0,0,"Jl. Sukarno hatta 08/02","Kampung Rawa Kao","Lubuk Dalam","Pemda DATI II",8,"Open Dumping",2010,"-",7,"Manual Book","-","Tidak ditutup sama sekali","-","Tidak ada Instalasi Pengolahan Air Lindi (IPAL) di TPA","-","TIDAK ADA","-","-"]
[null,2021,2,"Riau","Kab. Kuantan Singingi","TPA SENTAJO","TPA Pemda (Non Regional)","A",7227,7227,0,0,0,0,"Muaro Sentajo",null,null,"Pemda DATI II",10,"Sanitary Landfill",2006,2040,0.9,"Manual Book","Ada tapi sedang rusak","Setiap hari",4,"Ada, Instalasi Pengolahan Air Lindi (IPAL) di TPA hanya berupa kolam pengendapan saja tanpa proses biologi atau proses kimia, masih berfungsi baik dan terawat.","-","ADA","-","-"]
[null,2021,2,"Riau","Kota Pekanbaru","TPA- 2 Muara Fajar","TPA Pemda (Non Regional)","A",222683.22,222683.22,0,0,0,0,"Jl Lele Rt 4 / Rw 4","Muara Fajar Timur","Rumbai","Lainnya",5,"Control Landfill","2 januari 2019","-",30000,"Otomatis Komputerisasi (Aplikasi Khusus TPA)","Ada dan berfungsi dengan baik","Tujuh hari sekali atau Seminggu Sekali",2,"Ada, Instalasi Pengolahan Air Lindi (IPAL) di TPA berupa kolam pengendapan dan proses biologi serta proses kimia, masih berfungsi baik dan terawat.",1,"ADA","-","-"]
[null,2021,2,"Riau","Kota Dumai","TPA PT. PERTAMINA HULU ROKAN","TPA Pemda (Non Regional)","A",1601.99,1540.67,6.57,54.75,0,0,"Jalan Abdulrabkhan",null,null,"Swasta",2.33,"Sanitary Landfill",2010,"-",5000,"Kombinasi timbangan dengan Komputer (excel / tidak otomatis)","Ada dan berfungsi dengan baik","Setiap hari",3,"Ada, Instalasi Pengolahan Air Lindi (IPAL) di TPA berupa kolam pengendapan dan proses biologi serta proses kimia, masih berfungsi baik dan terawat.",2,"ADA","Tidak ada. Gas Metana dibakar.","-"]
[null,2021,2,"Riau","Kota Dumai","TPA Mekar Sari","TPA Pemda (Non Regional)","A",47450,47450,0,0,0,0,"Jalan Sentosa","Mekar Sari","Dumai Selatan","Pemda DATI II",12,"Control Landfill",2012,"-",50000,"Manual Book","Ada dan berfungsi dengan baik","Dua minggu sekali",2,"Tidak ada Instalasi Pengolahan Air Lindi (IPAL) di TPA","-","ADA","-","-"]
[null,2021,2,"Jambi","Kab. Merangin","TPA UPTD PENGELOLAAN SAMPAH LANGLING","TPA Pemda (Non Regional)","A",16684.150000000001,15614.7,365,0,704.45,0,"DESA LANGLING JALAN PT KDA","LANGLING","Bangko","Pemda DATI II",15.47,"Sanitary Landfill","27 AGUSTUS 2016","-",8000,"Kombinasi timbangan dengan Komputer (excel / tidak otomatis)","Ada dan berfungsi dengan baik","Setiap hari",2,"Ada, Instalasi Pengolahan Air Lindi (IPAL) di TPA hanya berupa kolam pengendapan saja tanpa proses biologi atau proses kimia, masih berfungsi baik dan terawat.",4,"ADA","Tidak ada. Gas Metana dibakar.","-"]
[null,2021,2,"Jambi","Kab. Merangin","TPA UPTD PENGELOLAAN SAMPAH LANGLING","TPA Pemda (Non Regional)","A",16684.150000000001,15614.7,365,0,704.45,0,"DESA LANGLING JALAN PT KDA","LANGLING","Bangko","Pemda DATI II",15.47,"Sanitary Landfill","27 AGUSTUS 2016","-",8000,"Kombinasi timbangan dengan Komputer (excel / tidak otomatis)","Ada dan berfungsi dengan baik","Setiap hari",2,"Ada, Instalasi Pengolahan Air Lindi (IPAL) di TPA hanya berupa kolam pengendapan saja tanpa proses biologi atau proses kimia, masih berfungsi baik dan terawat.",4,"ADA","Tidak ada. Gas Metana dibakar.","-"]
[null,2021,2,"Jambi","Kab. Bungo","TPA Gamut","TPA Pemda (Non Regional)","A",21280.6,19857.099999999999,730,0,693.5,0,"Senamat","Senamat","Pelepat","Pemda DATI II",147,"Control Landfill","17 Oktober 2016","-",1000,"Kombinasi timbangan dengan Komputer (excel / tidak otomatis)","Ada dan berfungsi dengan baik","Tiga hari sekali atau seminggu dua kali",2,"Ada, Instalasi Pengolahan Air Lindi (IPAL) di TPA hanya berupa kolam pengendapan saja tanpa proses biologi atau proses kimia, masih berfungsi baik dan terawat.",8,"ADA","-","-"]
[null,2021,2,"Jambi","Kota Jambi","TPA Talang Gulo","TPA Pemda (Non Regional)","A",118378.81,116795.93,1460,122.88,0,0,"Jl. Berdikari","Kenali Asam Bawah","Kotabaru","Pemda DATI II",10,"Control Landfill",1990,"-",6000,"Manual Book","Tidak Ada","Sebulan sekali",2,"Ada, Instalasi Pengolahan Air Lindi (IPAL) di TPA hanya berupa kolam pengendapan saja tanpa proses biologi atau proses kimia, masih berfungsi baik dan terawat.",4,"ADA","Untuk Bahan Bakar","-"]
[null,2021,2,"Sumatera Selatan","Kab. Lahat","TPA Sukarami","TPA Pemda (Non Regional)","A",27740,27740,0,0,0,0,"Jl. Lintas Sumatera Lahat","Sukarami","Gumay Talang","Pemda DATI II",8.9,"Open Dumping",1997,"-",2000,"Manual Book","Ada tapi sedang rusak","Sebulan sekali",4,"Ada, Instalasi Pengolahan Air Lindi (IPAL) di TPA hanya berupa kolam pengendapan saja tanpa proses biologi atau proses kimia, masih berfungsi baik dan terawat.",4,"ADA","-","-"]
[null,2021,2,"Sumatera Selatan","Kab. Lahat","TPA Sukarami","TPA Pemda (Non Regional)","A",27740,27740,0,0,0,0,"Jl. Lintas Sumatera Lahat","Sukarami","Gumay Talang","Pemda DATI II",8.9,"Open Dumping",1997,"-",2000,"Manual Book","Ada tapi sedang rusak","Sebulan sekali",4,"Ada, Instalasi Pengolahan Air Lindi (IPAL) di TPA hanya berupa kolam pengendapan saja tanpa proses biologi atau proses kimia, masih berfungsi baik dan terawat.",4,"ADA","-","-"]
[null,2021,2,"Sumatera Selatan","Kab. Musi Banyuasin","TPA Kec Babat","TPA Pemda (Non Regional)","A",1277.5,1022,0,0,255.5,0,"Pinggap - Kasmaran","Kasmaran","Babat Toman","Lainnya",1,"Open Dumping",2017,"-","-","Manual Book","Tidak Ada","Tidak ditutup sama sekali","-","Tidak ada Instalasi Pengolahan Air Lindi (IPAL) di TPA","-","TIDAK ADA","-","-"]
[null,2021,2,"Sumatera Selatan","Kab. Musi Banyuasin","TPA Sanga desa","TPA Pemda (Non Regional)","A",657,547.5,0,0,109.5,0,"Jl. Ngulak III","Ngulak III","Sanga desa","Pemda DATI II",1,"Open Dumping",2018,"-","-","Manual Book","Tidak Ada","Tidak ditutup sama sekali","-","-","-","TIDAK ADA","-","-"]
[null,2021,2,"Sumatera Selatan","Kab. Musi Banyuasin","TPA LAIS","TPA Pemda (Non Regional)","A",547.5,534.73,0,0,12.78,0,"Philip 5","Lais Utara","Lais","Lainnya",1,"Open Dumping",2018,"-","-","Manual Book","Tidak Ada","Tidak ditutup sama sekali","-","Tidak ada Instalasi Pengolahan Air Lindi (IPAL) di TPA","-","TIDAK ADA","Tidak ada. Gas Metana dibakar.","-"]
[null,2021,2,"Sumatera Selatan","Kab. Musi Banyuasin","TPA Bayung Lencir","TPA Pemda (Non Regional)","A",1277.5,1095,0,0,182.5,0,"Bayung Lencir","Bayung Lencir","Bayung Lencir","Lainnya",0.65,"Open Dumping","-","-","-","Manual Book","Tidak Ada","Tiga atau Empat Bulan Sekali","-","Tidak ada Instalasi Pengolahan Air Lindi (IPAL) di TPA","-","TIDAK ADA","-","-"]
[null,2021,2,"Sumatera Selatan","Kab. Musi Banyuasin","TPA Open Dumping Sungai Lilin","TPA Pemda (Non Regional)","A",2007.5,1460,0,547.5,0,0,"Kelurahan Sungai Lilin","Sungai lilin Jaya","Sungai lilin","Lainnya",3,"Open Dumping",2018,"-",2500,"Manual Book","Tidak Ada","Tidak ditutup sama sekali","-","Tidak ada Instalasi Pengolahan Air Lindi (IPAL) di TPA","-","TIDAK ADA","Tidak ada. Gas Metana dibakar.","-"]
[null,2021,2,"Sumatera Selatan","Kab. Musi Banyuasin","TPA Sungai Medak","TPA Pemda (Non Regional)","A",11358.8,11048.55,109.5,54.75,146,0,"Jl. Sekayu","Sungai Medak","Sekayu","Pemda DATI II",8,"Control Landfill",2016,"-",10000,"Kombinasi timbangan dengan Komputer (excel / tidak otomatis)","Ada dan berfungsi dengan baik","Tiga hari sekali atau seminggu dua kali",5,"Ada, Instalasi Pengolahan Air Lindi (IPAL) di TPA hanya berupa kolam pengendapan saja tanpa proses biologi atau proses kimia, masih berfungsi baik dan terawat.",255,"ADA","Untuk Bahan Bakar","-"]
[null,2021,2,"Sumatera Selatan","Kab. Musi Banyuasin","TPA Keluang","TPA Pemda (Non Regional)","A",547.5,438,0,0,109.5,0,"Kelurahan Keluang","Keluang","Keluang","Lainnya",1,"Open Dumping",2017,"-","-","Manual Book","Tidak Ada","Setahun Sekali","-","-","-","TIDAK ADA","-","-"]
[null,2021,2,"Sumatera Selatan","Kab. Musi Banyuasin","TPA Mangun jaya","TPA Pemda (Non Regional)","A",1168,876,0,0,292,0,"Mangun Jaya","Mangun Jaya","BABAT TOMAN","Lainnya",1,"Open Dumping",2018,"-","-","-","Tidak Ada","Tidak ditutup sama sekali","-","Tidak ada Instalasi Pengolahan Air Lindi (IPAL) di TPA","-","TIDAK ADA","-","-"]
[null,2021,2,"Sumatera Selatan","Kab. Musi Banyuasin","TPA Kec Babat","TPA Pemda (Non Regional)","A",1277.5,1022,0,0,255.5,0,"Pinggap - Kasmaran","Kasmaran","Babat Toman","Lainnya",1,"Open Dumping",2017,"-","-","Manual Book","Tidak Ada","Tidak ditutup sama sekali","-","Tidak ada Instalasi Pengolahan Air Lindi (IPAL) di TPA","-","TIDAK ADA","-","-"]
[null,2021,2,"Sumatera Selatan","Kab. Musi Banyuasin","TPA Sanga desa","TPA Pemda (Non Regional)","A",657,547.5,0,0,109.5,0,"Jl. Ngulak III","Ngulak III","Sanga desa","Pemda DATI II",1,"Open Dumping",2018,"-","-","Manual Book","Tidak Ada","Tidak ditutup sama sekali","-","-","-","TIDAK ADA","-","-"]
[null,2021,2,"Sumatera Selatan","Kab. Musi Banyuasin","TPA LAIS","TPA Pemda (Non Regional)","A",547.5,534.73,0,0,12.78,0,"Philip 5","Lais Utara","Lais","Lainnya",1,"Open Dumping",2018,"-","-","Manual Book","Tidak Ada","Tidak ditutup sama sekali","-","Tidak ada Instalasi Pengolahan Air Lindi (IPAL) di TPA","-","TIDAK ADA","Tidak ada. Gas Metana dibakar.","-"]
[null,2021,2,"Sumatera Selatan","Kab. Musi Banyuasin","TPA Bayung Lencir","TPA Pemda (Non Regional)","A",1277.5,1095,0,0,182.5,0,"Bayung Lencir","Bayung Lencir","Bayung Lencir","Lainnya",0.65,"Open Dumping","-","-","-","Manual Book","Tidak Ada","Tiga atau Empat Bulan Sekali","-","Tidak ada Instalasi Pengolahan Air Lindi (IPAL) di TPA","-","TIDAK ADA","-","-"]
[null,2021,2,"Sumatera Selatan","Kab. Musi Banyuasin","TPA Open Dumping Sungai Lilin","TPA Pemda (Non Regional)","A",2007.5,1460,0,547.5,0,0,"Kelurahan Sungai Lilin","Sungai lilin Jaya","Sungai lilin","Lainnya",3,"Open Dumping",2018,"-",2500,"Manual Book","Tidak Ada","Tidak ditutup sama sekali","-","Tidak ada Instalasi Pengolahan Air Lindi (IPAL) di TPA","-","TIDAK ADA","Tidak ada. Gas Metana dibakar.","-"]
[null,2021,2,"Sumatera Selatan","Kab. Musi Banyuasin","TPA Sungai Medak","TPA Pemda (Non Regional)","A",11358.8,11048.55,109.5,54.75,146,0,"Jl. Sekayu","Sungai Medak","Sekayu","Pemda DATI II",8,"Control Landfill",2016,"-",10000,"Kombinasi timbangan dengan Komputer (excel / tidak otomatis)","Ada dan berfungsi dengan baik","Tiga hari sekali atau seminggu dua kali",5,"Ada, Instalasi Pengolahan Air Lindi (IPAL) di TPA hanya berupa kolam pengendapan saja tanpa proses biologi atau proses kimia, masih berfungsi baik dan terawat.",255,"ADA","Untuk Bahan Bakar","-"]
[null,2021,2,"Sumatera Selatan","Kab. Musi Banyuasin","TPA Keluang","TPA Pemda (Non Regional)","A",547.5,438,0,0,109.5,0,"Kelurahan Keluang","Keluang","Keluang","Lainnya",1,"Open Dumping",2017,"-","-","Manual Book","Tidak Ada","Setahun Sekali","-","-","-","TIDAK ADA","-","-"]
[null,2021,2,"Sumatera Selatan","Kab. Musi Banyuasin","TPA Mangun jaya","TPA Pemda (Non Regional)","A",1168,876,0,0,292,0,"Mangun Jaya","Mangun Jaya","BABAT TOMAN","Lainnya",1,"Open Dumping",2018,"-","-","-","Tidak Ada","Tidak ditutup sama sekali","-","Tidak ada Instalasi Pengolahan Air Lindi (IPAL) di TPA","-","TIDAK ADA","-","-"]
[null,2021,2,"Sumatera Selatan","Kab. Ogan Komering Ulu Timur","TPA BELITANG","TPA Pemda (Non Regional)","A",26280,25772.65,25.55,244.55,237.25,0,"DESA GUMUK REJO","DESA GUMUK REJO","BUAY MADANG TIMUR","Pemda DATI II",3.8,"Control Landfill","4 JANUARI 2019","-",393.75,"-","-","Tujuh hari sekali atau Seminggu Sekali",2,"Ada, Instalasi Pengolahan Air Lindi (IPAL) di TPA berupa kolam pengendapan dan proses biologi, masih berfungsi baik dan terawat.",4,"ADA","-","-"]
[null,2021,2,"Sumatera Selatan","Kab. Ogan Komering Ulu Timur","TPA MARTAPURA","TPA Pemda (Non Regional)","A",13687.5,13176.5,182.5,36.5,292,0,"DESA PULAU NEGARA KECAMATAN BUAY PEMUKA PELIUNG","DESA PULAU NEGARA","BUAY PEMUKA PELIUNG","Pemda DATI II",2,"Control Landfill","5 OKTOBER 2007","-",225,"Manual Book","Tidak Ada","Tujuh hari sekali atau Seminggu Sekali",3,"Ada, Instalasi Pengolahan Air Lindi (IPAL) di TPA hanya berupa kolam pengendapan saja tanpa proses biologi atau proses kimia, masih berfungsi baik dan terawat.",4,"ADA","-","-"]
[null,2021,2,"Sumatera Selatan","Kab. Ogan Komering Ulu Timur","TPA BELITANG","TPA Pemda (Non Regional)","A",26280,25772.65,25.55,244.55,237.25,0,"DESA GUMUK REJO","DESA GUMUK REJO","BUAY MADANG TIMUR","Pemda DATI II",3.8,"Control Landfill","4 JANUARI 2019","-",393.75,"-","-","Tujuh hari sekali atau Seminggu Sekali",2,"Ada, Instalasi Pengolahan Air Lindi (IPAL) di TPA berupa kolam pengendapan dan proses biologi, masih berfungsi baik dan terawat.",4,"ADA","-","-"]
[null,2021,2,"Sumatera Selatan","Kab. Ogan Komering Ulu Timur","TPA MARTAPURA","TPA Pemda (Non Regional)","A",13687.5,13176.5,182.5,36.5,292,0,"DESA PULAU NEGARA KECAMATAN BUAY PEMUKA PELIUNG","DESA PULAU NEGARA","BUAY PEMUKA PELIUNG","Pemda DATI II",2,"Control Landfill","5 OKTOBER 2007","-",225,"Manual Book","Tidak Ada","Tujuh hari sekali atau Seminggu Sekali",3,"Ada, Instalasi Pengolahan Air Lindi (IPAL) di TPA hanya berupa kolam pengendapan saja tanpa proses biologi atau proses kimia, masih berfungsi baik dan terawat.",4,"ADA","-","-"]
[null,2021,2,"Sumatera Selatan","Kab. Penukal Abab Lematang Ilir","TPA","TPA Pemda (Non Regional)","A",11096,11059.5,0,0,36.5,0,"HANDAYANI MULYA",null,null,"Pemda DATI II",8.4,"Open Dumping","01-09-2017","01-09-2027",40000,"-","Tidak Ada","Tidak ditutup sama sekali","-","Tidak ada Instalasi Pengolahan Air Lindi (IPAL) di TPA","-","TIDAK ADA","-","-"]
[null,2021,2,"Sumatera Selatan","Kota Palembang","TPA Sukawinatan","TPA Pemda (Non Regional)","A",321390.61,319529.11,219,0,1642.5,0.6,"Jl. Sukawinatan","sukajaya","Sukarame","Pemda DATI II",25,"Control Landfill","1 Maret 1994","-",80000,"Kombinasi timbangan dengan Komputer (excel / tidak otomatis)","Ada dan berfungsi dengan baik","Tujuh hari sekali atau Seminggu Sekali",10,"Ada, Instalasi Pengolahan Air Lindi (IPAL) di TPA berupa kolam pengendapan dan proses biologi, masih berfungsi baik dan terawat.",4,"ADA","Untuk Energi Listrik","-"]
[null,2021,2,"Sumatera Selatan","Kota Prabumulih","TPA Kota Prabumulih","TPA Pemda (Non Regional)","A",23517.69,23335.19,91.25,91.25,0,0,"Prabujaya","Prabujaya","Prabumulih Timur","Pemda DATI II",8.5,"Control Landfill","2 Januari 1999",2025,15000,"Otomatis Komputerisasi (Aplikasi Khusus TPA)","Ada dan berfungsi dengan baik","Tujuh hari sekali atau Seminggu Sekali",3,"Ada, Instalasi Pengolahan Air Lindi (IPAL) di TPA berupa kolam pengendapan dan proses biologi, masih berfungsi baik dan terawat.",1,"ADA","Untuk Bahan Bakar","-"]
[null,2021,2,"Bengkulu","Kab. Bengkulu Utara","TPA Rama Agung","TPA Pemda (Non Regional)","A",15038,14344.5,401.5,0,292,0,"Jl. TPA","Desa Rama Agung","Arga Makmur","Pemda DATI II",4.7,"Control Landfill",2010,"-",20000,"Manual Book","Tidak Ada","Tiga hari sekali atau seminggu dua kali",3,"Ada, Instalasi Pengolahan Air Lindi (IPAL) di TPA berupa kolam pengendapan dan proses biologi, masih berfungsi baik dan terawat.",2,"ADA","Tidak ada. Gas Metana dibakar.","-"]
[null,2021,2,"Bengkulu","Kab. Seluma","TPS Bungamas","TPA Pemda (Non Regional)","A",1551.25,1551.25,0,0,0,0,"Bungamas",null,null,null,0,"Open Dumping","-","-","-","-","-","Tidak ditutup sama sekali","-","Tidak ada Instalasi Pengolahan Air Lindi (IPAL) di TPA","-","TIDAK ADA","-","-"]
[null,2021,2,"Lampung","Kab. Lampung Tengah","TPA",null,"A",25550,25112,0,0,438,0,"Kampung Peninggiran Bandar Jaya Timur",null,null,null,0,"Open Dumping","-","-",3.8,"-","-","-","-","-","-","TIDAK ADA","-","-"]
[null,2021,2,"Lampung","Kab. Tanggamus","TPA Kalimiring","TPA Pemda (Non Regional)","A",10220,10220,0,0,0,0,"Jl. Kalimiring","Kalimiring","Kota Agung Barat","Pemda DATI II",3.72,"Control Landfill","15 Juni 2016","Masih Beroperasi",7700,"Manual Book","Tidak Ada","Tujuh hari sekali atau Seminggu Sekali",2,"Ada, Instalasi Pengolahan Air Lindi (IPAL) di TPA berupa kolam pengendapan dan proses biologi, masih berfungsi baik dan terawat.",2,"ADA","-","-"]
[null,2021,2,"Lampung","Kab. Way Kanan","TPA BLAMBANGAN UMPU","TPA Pemda (Non Regional)","A",3942,2828.75,292,0,821.25,0,"Jl. blambangan umpu","BLAMBANGAN UMPU","BLAMBANGAN UMPU","Pemda DATI II",5,"Control Landfill",2017,"-",2714,"Manual Book","Ada dan berfungsi dengan baik","Tiga hari sekali atau seminggu dua kali",3,"Ada, Instalasi Pengolahan Air Lindi (IPAL) di TPA berupa kolam pengendapan dan proses biologi serta proses kimia, masih berfungsi baik dan terawat.",12,"ADA","-","-"]
[null,2021,2,"Lampung","Kab. Way Kanan","TPA BLAMBANGAN UMPU","TPA Pemda (Non Regional)","A",3942,2828.75,292,0,821.25,0,"Jl. blambangan umpu","BLAMBANGAN UMPU","BLAMBANGAN UMPU","Pemda DATI II",5,"Control Landfill",2017,"-",2714,"Manual Book","Ada dan berfungsi dengan baik","Tiga hari sekali atau seminggu dua kali",3,"Ada, Instalasi Pengolahan Air Lindi (IPAL) di TPA berupa kolam pengendapan dan proses biologi serta proses kimia, masih berfungsi baik dan terawat.",12,"ADA","-","-"]
[null,2021,2,"Lampung","Kab. Pringsewu","TPA Bumi Ayu","TPA Pemda (Non Regional)","A",9791.26,9725.74,0,0,65.52,0,"Jln. Goa Maria","Fajar Esuk","Pringsewu","Pemda DATI II",5,"Control Landfill","-","-",10800,"Manual Book","Tidak Ada","Sebulan sekali",1,"Ada, Instalasi Pengolahan Air Lindi (IPAL) di TPA tetapi sudah rusak atau tidak berfungsi dengan baik dan tidak terawat",12,"ADA","Tidak ada. Gas Metana dibakar.","-"]
[null,2021,2,"Lampung","Kota Bandar Lampung","TPA Bakung","TPA Pemda (Non Regional)","A",160600,124100,14965,14235,7300,0,"Jl. Tulung Buyut","Bakung","Teluk Betung Barat","Pemda DATI II",13.47,"Open Dumping","-","-","-","Kombinasi timbangan dengan Komputer (excel / tidak otomatis)","Ada dan berfungsi dengan baik","Sebulan sekali",4,"Ada, Instalasi Pengolahan Air Lindi (IPAL) di TPA tetapi sudah rusak atau tidak berfungsi dengan baik dan tidak terawat","-","ADA","Untuk Energi Listrik","-"]
[null,2021,2,"Kepulauan Bangka Belitung","Kab. Belitung","TPA GUNUNG SADAI","TPA Pemda (Non Regional)","A",7164.58,6489.33,127.75,109.5,438,0,"DESA JURU SEBERANG KECAMATAN TANJUNGPANDAN",null,null,"Pemda DATI II",8.6,"Control Landfill","Oktober 2013","-",9800,"Manual Book","Tidak Ada","Tidak ditutup sama sekali",4,"Ada, Instalasi Pengolahan Air Lindi (IPAL) di TPA berupa kolam pengendapan dan proses biologi serta proses kimia, masih berfungsi baik dan terawat.",6,"ADA","Tidak ada. Gas Metana dibakar.","-"]
[null,2021,2,"Kepulauan Bangka Belitung","Kab. Bangka Selatan","TPA JUNJUNG BESAOH","TPA Pemda (Non Regional)","A",12621.7,12285.9,182.5,0,153.30000000000001,0,"Jl Kepoh","Kepoh","Toboali","Pemda DATI II",15,"Control Landfill","4 Februari 2010","Desember 2022",6400,"Kombinasi timbangan dengan Komputer (excel / tidak otomatis)","Tidak Ada","Tujuh hari sekali atau Seminggu Sekali",3,"Ada, Instalasi Pengolahan Air Lindi (IPAL) di TPA berupa kolam pengendapan dan proses biologi, masih berfungsi baik dan terawat.",3,"ADA","Tidak ada. Melepas gas Metana ke udara.","-"]
[null,2021,2,"Kepulauan Bangka Belitung","Kab. Bangka Selatan","TPA JUNJUNG BESAOH","TPA Pemda (Non Regional)","A",12621.7,12285.9,182.5,0,153.30000000000001,0,"Jl Kepoh","Kepoh","Toboali","Pemda DATI II",15,"Control Landfill","4 Februari 2010","Desember 2022",6400,"Kombinasi timbangan dengan Komputer (excel / tidak otomatis)","Tidak Ada","Tujuh hari sekali atau Seminggu Sekali",3,"Ada, Instalasi Pengolahan Air Lindi (IPAL) di TPA berupa kolam pengendapan dan proses biologi, masih berfungsi baik dan terawat.",3,"ADA","Tidak ada. Melepas gas Metana ke udara.","-"]
[null,2021,2,"Kepulauan Bangka Belitung","Kab. Bangka Tengah","Simpang Jongkong Kabupaten Bangka Tengah","TPA Pemda (Non Regional)","A",4777.8500000000004,4710.96,54.75,0,12.14,0,"Jl Raya Kulur","Simpang Perlang","Koba","Pemda DATI II",40,"Open Dumping",2010,"-",5000,"Manual Book","Tidak Ada","Sebulan sekali",2,"Ada, Instalasi Pengolahan Air Lindi (IPAL) di TPA berupa kolam pengendapan dan proses biologi serta proses kimia, masih berfungsi baik dan terawat.",12,"ADA","-","-"]
[null,2021,2,"Kepulauan Bangka Belitung","Kab. Bangka Tengah","Simpang Jongkong Kabupaten Bangka Tengah","TPA Pemda (Non Regional)","A",4777.8500000000004,4710.96,54.75,0,12.14,0,"Jl Raya Kulur","Simpang Perlang","Koba","Pemda DATI II",40,"Open Dumping",2010,"-",5000,"Manual Book","Tidak Ada","Sebulan sekali",2,"Ada, Instalasi Pengolahan Air Lindi (IPAL) di TPA berupa kolam pengendapan dan proses biologi serta proses kimia, masih berfungsi baik dan terawat.",12,"ADA","-","-"]
[null,2021,2,"Kepulauan Riau","Kab. Bintan","TPA Sei Enam","TPA Pemda (Non Regional)","A",15019.75,11935.5,2737.5,346.75,0,0,"Jl. Sei Enam Darat","Sungai Enam","Bintan Timur","Pemda DATI II",5,"Control Landfill","tahun 2012",2042,12000,"Manual Book","-","Tiga hari sekali atau seminggu dua kali",2,"Ada, Instalasi Pengolahan Air Lindi (IPAL) di TPA berupa kolam pengendapan dan proses biologi, masih berfungsi baik dan terawat.",2,"ADA","Tidak ada. Melepas gas Metana ke udara.","-"]
[null,2021,2,"Kepulauan Riau","Kab. Bintan","TPA Sei Enam","TPA Pemda (Non Regional)","A",15019.75,11935.5,2737.5,346.75,0,0,"Jl. Sei Enam Darat","Sungai Enam","Bintan Timur","Pemda DATI II",5,"Control Landfill","tahun 2012",2042,12000,"Manual Book","-","Tiga hari sekali atau seminggu dua kali",2,"Ada, Instalasi Pengolahan Air Lindi (IPAL) di TPA berupa kolam pengendapan dan proses biologi, masih berfungsi baik dan terawat.",2,"ADA","Tidak ada. Melepas gas Metana ke udara.","-"]
[null,2021,2,"Kepulauan Riau","Kab. Karimun","TPA Sememal","TPA Pemda (Non Regional)","A",31546.95,27714.45,547.5,0,3285,0,"pasir panjang","pasir panjang","meral barat","Pemda DATI II",3.7,"Sanitary Landfill",2002,2020,10000,"Manual Book","Tidak Ada","Tiga hari sekali atau seminggu dua kali",2,"Ada, Instalasi Pengolahan Air Lindi (IPAL) di TPA berupa kolam pengendapan dan proses biologi, masih berfungsi baik dan terawat.",1,"ADA","Tidak ada. Gas Metana dibakar.","-"]
[null,2021,2,"Kepulauan Riau","Kab. Karimun","TPA Sememal","TPA Pemda (Non Regional)","A",31546.95,27714.45,547.5,0,3285,0,"pasir panjang","pasir panjang","meral barat","Pemda DATI II",3.7,"Sanitary Landfill",2002,2020,10000,"Manual Book","Tidak Ada","Tiga hari sekali atau seminggu dua kali",2,"Ada, Instalasi Pengolahan Air Lindi (IPAL) di TPA berupa kolam pengendapan dan proses biologi, masih berfungsi baik dan terawat.",1,"ADA","Tidak ada. Gas Metana dibakar.","-"]
[null,2021,2,"Kepulauan Riau","Kota Tanjung Pinang","TPA Ganet","TPA Pemda (Non Regional)","A",31758.65,30663.65,730,0,365,0,"Jl. Angsana","Pinang Kencana","Tanjungpinang Timur","Lainnya",14.2,"Control Landfill",20081992,2030,120000,"Kombinasi timbangan dengan Komputer (excel / tidak otomatis)","Ada dan berfungsi dengan baik","Tiga hari sekali atau seminggu dua kali",2,"-","-","ADA","Untuk Bahan Bakar","-"]
[null,2021,2,"DKI Jakarta","Kota Adm. Jakarta Pusat","TPST Bantar Gebang","TPA Regional","A",219405.14,219405.14,0,0,0,3,"Jalan Raya Narogong km 14 Pangkalan V","Ciwikul, Ciketing Udik dan Sumur Batu","Bantar Gebang","Pemda DATI I",104.72,"Control Landfill","1 Agustus 1989","-",609300,"Otomatis Komputerisasi (Aplikasi Khusus TPA)","Ada dan berfungsi dengan baik","Setahun Sekali",2,"Ada, Instalasi Pengolahan Air Lindi (IPAL) di TPA berupa kolam pengendapan dan proses biologi serta proses kimia, masih berfungsi baik dan terawat.",2,"ADA","Untuk Energi Listrik","-"]
[null,2021,2,"DKI Jakarta","Kota Adm. Jakarta Utara","TPST Bantargebang","TPA Regional","A",367759.4,367759.4,0,0,0,0,"Jalan Raya Narogong Km. 14 Pangkalan V  Cikiwul, Ciketing Udik, dan Sumur Batu","Cikiwul, Ciketing Udik, dan Sumur Batu","Bantar Gebang","Pemda DATI I",0,"Control Landfill","-","-",609300,"Otomatis Komputerisasi (Aplikasi Khusus TPA)","Ada dan berfungsi dengan baik","Setahun Sekali",2,"Ada, Instalasi Pengolahan Air Lindi (IPAL) di TPA berupa kolam pengendapan dan proses biologi serta proses kimia, masih berfungsi baik dan terawat.",2,"ADA","Untuk Energi Listrik","-"]
[null,2021,2,"DKI Jakarta","Kota Adm. Jakarta Selatan","TPA Bantar Gebang","TPA Regional","A",532885.52,532885.52,0,0,0,0,"Jl. Raya Narogong Km.14","Cikiwul, Ciketing","Bantar Gebang","Pemda DATI I",104.72,"Control Landfill","1 AGUSTUS 1989","-",609300,"Otomatis Komputerisasi (Aplikasi Khusus TPA)","Ada dan berfungsi dengan baik","Setahun Sekali",2,"Ada, Instalasi Pengolahan Air Lindi (IPAL) di TPA berupa kolam pengendapan dan proses biologi serta proses kimia, masih berfungsi baik dan terawat.",109,"ADA","Untuk Energi Listrik","-"]
[null,2021,2,"Jawa Barat","Kab. Bandung","TPPAS Sarimukti",null,"A",109500,109500,0,0,0,0,"Sarimukti, Cipatat, West Bandung Regency, West Java 40554","Sarimukti","Cipatat",null,0,"Open Dumping","-","-","-","-","-","-","-","-","-","TIDAK ADA","-","-"]
[null,2021,2,"Jawa Barat","Kab. Garut","TPA Pasir Bajing","TPA Pemda (Non Regional)","A",80942.399999999994,80942.399999999994,0,0,0,0,"Kp Pasir Bajing",null,null,"Pemda DATI II",18,"Control Landfill","-","-","-","Manual Book","Ada tapi sedang rusak","Tujuh hari sekali atau Seminggu Sekali",1,"Ada, Instalasi Pengolahan Air Lindi (IPAL) di TPA berupa kolam pengendapan dan proses biologi, masih berfungsi baik dan terawat.","-","ADA","Tidak ada. Gas Metana dibakar.","-"]
[null,2021,2,"Jawa Barat","Kab. Ciamis","TPA BANJARANYAR","TPA Pemda (Non Regional)","A",54056.5,44135.8,4015,65.7,5840,0,"Cigayam rt/rw 024/006","Sindang rasa","Banjaranyar","Pemda DATI II",5,"Control Landfill",2015,"-",50000,"Otomatis Komputerisasi (Aplikasi Khusus TPA)","Ada dan berfungsi dengan baik","Dua minggu sekali","-","Ada, Instalasi Pengolahan Air Lindi (IPAL) di TPA hanya berupa kolam pengendapan saja tanpa proses biologi atau proses kimia, masih berfungsi baik dan terawat.","-","ADA","Tidak ada. Gas Metana dibakar.","-"]
[null,2021,2,"Jawa Barat","Kab. Cirebon","TPA Gunungsantri","TPA Pemda (Non Regional)","A",65700,65517.5,0,0,182.5,0,"Jl. Kepuh-Kedongdong","Kepuh","Palimanan","Lainnya",4.2,"Control Landfill",1986,2021,22000,"-","Tidak Ada","Tujuh hari sekali atau Seminggu Sekali","-","-","-","ADA","-","-"]
[null,2021,2,"Jawa Barat","Kab. Cirebon","TPA Gunungsantri","TPA Pemda (Non Regional)","A",65700,65517.5,0,0,182.5,0,"Jl. Kepuh-Kedongdong","Kepuh","Palimanan","Lainnya",4.2,"Control Landfill",1986,2021,22000,"-","Tidak Ada","Tujuh hari sekali atau Seminggu Sekali","-","-","-","ADA","-","-"]
[null,2021,2,"Jawa Barat","Kab. Sumedang","TPAS Sukanyiru","TPA Pemda (Non Regional)","A",430.7,394.2,0,18.25,18.25,0,"Sukanyiru",null,null,"Pemda DATI II",1,"Control Landfill","-","-",10000,"Manual Book","Tidak Ada","Tidak ditutup sama sekali","-","Tidak ada Instalasi Pengolahan Air Lindi (IPAL) di TPA","-","TIDAK ADA","-","-"]
[null,2021,2,"Jawa Barat","Kab. Sumedang","TPAS Cibeureum","TPA Pemda (Non Regional)","A",42705,41975,0,365,365,0,"Jl. Cibuerum - TPAS","Cibeureum Wetan","Cimalaka","Pemda DATI II",10,"Control Landfill","-","-",62000,"Manual Book","Tidak Ada","Sebulan sekali",1,"Ada, Instalasi Pengolahan Air Lindi (IPAL) di TPA tetapi sudah rusak atau tidak berfungsi dengan baik dan tidak terawat","-","ADA","-","-"]
[null,2021,2,"Jawa Barat","Kab. Indramayu","TPA Kertawinangun","TPA Pemda (Non Regional)","A",54823,54421.5,0,0,401.5,0,"Desa Kertawinangun",null,null,"Pemda DATI II",2.8,"Sanitary Landfill",2020,"-",12600,"Kombinasi timbangan dengan Komputer (excel / tidak otomatis)","Ada dan berfungsi dengan baik","Tujuh hari sekali atau Seminggu Sekali",4,"Ada, Instalasi Pengolahan Air Lindi (IPAL) di TPA berupa kolam pengendapan dan proses biologi, masih berfungsi baik dan terawat.",1,"ADA","-","-"]
[null,2021,2,"Jawa Barat","Kab. Indramayu","TPA Pecuk","TPA Pemda (Non Regional)","A",140196.5,138481,547.5,0,1168,0,"Jl. Nyi Resik Desa Panyindangan Kulon",null,null,"Pemda DATI II",13.3,"Control Landfill",2016,"-",24000,"Kombinasi timbangan dengan Komputer (excel / tidak otomatis)","Ada dan berfungsi dengan baik","Dua minggu sekali",5,"Ada, Instalasi Pengolahan Air Lindi (IPAL) di TPA berupa kolam pengendapan dan proses biologi, masih berfungsi baik dan terawat.",1,"ADA","Untuk Bahan Bakar","-"]
[null,2021,2,"Jawa Barat","Kota Sukabumi","TPA Cikundul","TPA Pemda (Non Regional)","A",49165.53,47059.48,1277.5,0,828.55,0,"Jl. Cikundul kp. Saluyu RT 05 RW 07","Situmekar","Lembur Situ","Pemda DATI II",10.71,"Control Landfill",1995,2023,80000,"Manual Book","Ada tapi sedang rusak","Tujuh hari sekali atau Seminggu Sekali",2,"Ada, Instalasi Pengolahan Air Lindi (IPAL) di TPA hanya berupa kolam pengendapan saja tanpa proses biologi atau proses kimia, masih berfungsi baik dan terawat.",1,"ADA","Tidak ada. Gas Metana dibakar.","-"]
[null,2021,2,"Jawa Barat","Kota Bandung","TPPAS Sarimukti","TPA Regional","A",467003.29,467003.29,0,0,0,0,"Jl Rajamandala-Cipeundeuy RT 03 RW 15","Ndndidj","Bdndkkdd","Pemda DATI I",25.8,"Control Landfill","28/05/2006","-",200000,"Manual Book","Ada tapi sedang rusak","Dua minggu sekali",3,"Ada, Instalasi Pengolahan Air Lindi (IPAL) di TPA berupa kolam pengendapan dan proses biologi serta proses kimia, masih berfungsi baik dan terawat.",12,"ADA","Tidak ada. Gas Metana dibakar.","-"]
[null,2021,2,"Jawa Barat","Kota Cirebon","TPA Kopi Luhur Kota Cirebon","TPA Pemda (Non Regional)","A",53563.75,53563.75,0,0,0,0,"Jl. Kopi Luhur",null,null,"Pemda DATI II",142,"Control Landfill","-","-",12.2,"Manual Book","Tidak Ada","Sebulan sekali",1,"Ada, Instalasi Pengolahan Air Lindi (IPAL) di TPA berupa kolam pengendapan dan proses biologi, masih berfungsi baik dan terawat.","-","ADA","Tidak ada. Gas Metana dibakar.","-"]
[null,2021,2,"Jawa Barat","Kota Bekasi","TPA Sumur Batu","TPA Pemda (Non Regional)","A",438000,427050,0,0,10950,0,"Jl. Pangkalan II, No. 108","Sumur Batu","Bantar Gebang","Pemda DATI II",22,"Open Dumping","-","-",36800,"Kombinasi timbangan dengan Komputer (excel / tidak otomatis)","Ada dan berfungsi dengan baik","Setahun Sekali",1,"Ada, Instalasi Pengolahan Air Lindi (IPAL) di TPA hanya berupa kolam pengendapan saja tanpa proses biologi atau proses kimia, masih berfungsi baik dan terawat.","-","ADA","-","-"]
[null,2021,2,"Jawa Barat","Kota Depok","UPT TPA Cipayung","TPA Pemda (Non Regional)","A",362810,359160,0,0,3650,0,"Bulak Barat No.69 RT 01 RW 07","Cipayung","Cipayung","Pemda DATI II",19.3,"Control Landfill",1992,2016,45000,"Kombinasi timbangan dengan Komputer (excel / tidak otomatis)","Ada dan berfungsi dengan baik","Sebulan sekali",8,"Ada, Instalasi Pengolahan Air Lindi (IPAL) di TPA tetapi sudah rusak atau tidak berfungsi dengan baik dan tidak terawat",12,"ADA","Untuk Bahan Bakar","-"]
[null,2021,2,"Jawa Barat","Kota Cimahi","TPA SARIMUKTI","TPA Regional","A",76727.38,76727.38,0,0,0,0,"Jalan","Sarimukti","Cipatat","Lainnya",0,"Open Dumping","-","-","-","-","-","-","-","-","-","TIDAK ADA","-","-"]
[null,2021,2,"Jawa Tengah","Kab. Cilacap","TPA KUNCI","TPA Pemda (Non Regional)","A",7300,4617.25,2555,73,54.75,0,"Desa Kunci Kecamatan Sidareja",null,null,null,1.4,"Control Landfill",1993,2025,120,"-","-","Sebulan sekali","-","-","-","TIDAK ADA","-","-"]
[null,2021,2,"Jawa Tengah","Kab. Cilacap","TPA MALABAR","TPA Pemda (Non Regional)","A",10950,9070.25,1825,0,54.75,0,"Desa Malabar Kecamatan Wanareja",null,null,null,1.8,"Control Landfill",1993,2025,14,"Manual Book","Tidak Ada","Sebulan sekali","-","-","-","TIDAK ADA","-","-"]
[null,2021,2,"Jawa Tengah","Kab. Cilacap","TPA Tritih Lor Cilacap","TPA Pemda (Non Regional)","A",2551.35,1331.08,734.82,0,485.45,0,"Tritih Lor","Tritih Lor","Jeruklegi","Pemda DATI II",6,"Control Landfill",1990,"-",14,"Kombinasi timbangan dengan Komputer (excel / tidak otomatis)","Ada dan berfungsi dengan baik","-",2,"Ada, Instalasi Pengolahan Air Lindi (IPAL) di TPA berupa kolam pengendapan dan proses biologi, masih berfungsi baik dan terawat.",2,"ADA","Untuk Bahan Bakar","-"]
[null,2021,2,"Jawa Tengah","Kab. Banyumas","TPA BLE","TPA Pemda (Non Regional)","A",58400,47150.7,10074,1175.3,0,0,"Wlahar Wetan, Kec. Kalibagor",null,null,"Pemda DATI II",0,"Sanitary Landfill","-","-","-","-","-","Dua minggu sekali","-","-","-","TIDAK ADA","-","-"]
[null,2021,2,"Jawa Tengah","Kab. Purbalingga","TPA Kalipancur","TPA Pemda (Non Regional)","A",39785,36264.21,2387.1,337.99,795.7,0,"Desa Bedagas Kec. Pengadegan",null,null,"Pemda DATI II",0,"Control Landfill","-","-",8,"Manual Book","Tidak Ada","Setahun Sekali","-","-","-","TIDAK ADA","-","-"]
[null,2021,2,"Jawa Tengah","Kab. Purworejo","TPA JETIS","TPA Pemda (Non Regional)","A",16946.95,16540.580000000002,288.17,0,118.2,0,"RT 02 RW 02","JETIS","LOANO","Pemda DATI II",4.79,"Control Landfill",1997,2022,20000,"Kombinasi timbangan dengan Komputer (excel / tidak otomatis)","Ada dan berfungsi dengan baik","Tujuh hari sekali atau Seminggu Sekali",5,"Ada, Instalasi Pengolahan Air Lindi (IPAL) di TPA berupa kolam pengendapan dan proses biologi, masih berfungsi baik dan terawat.","-","ADA","Tidak ada. Melepas gas Metana ke udara.","-"]
[null,2021,2,"Jawa Tengah","Kab. Wonosobo","TPA Wonorejo","TPA Pemda (Non Regional)","A",37230,36682.5,0,0,547.5,0,"Jl. Dusun Losari","Wonorejo","Selomerto","Lainnya",2.7,"Control Landfill",1985,"-",12207,"Kombinasi timbangan dengan Komputer (excel / tidak otomatis)","Ada dan berfungsi dengan baik","Sebulan sekali",4,"Ada, Instalasi Pengolahan Air Lindi (IPAL) di TPA berupa kolam pengendapan dan proses biologi, masih berfungsi baik dan terawat.",2,"ADA","Tidak ada. Gas Metana dibakar.","-"]
[null,2021,2,"Jawa Tengah","Kab. Magelang","TPA PASURUHAN","TPA Pemda (Non Regional)","A",25181.35,25181.35,0,0,0,0,"Kwayuhan, Pasuruhan, Kec. Mertoyudan, Kabupaten Magelang, Jawa Tengah 56172",null,null,"Pemda DATI II",1.8,"Open Dumping",1996,"-","-","Kombinasi timbangan dengan Komputer (excel / tidak otomatis)","Ada dan berfungsi dengan baik","-",3,"Ada, Instalasi Pengolahan Air Lindi (IPAL) di TPA tetapi sudah rusak atau tidak berfungsi dengan baik dan tidak terawat","-","ADA","-","-"]
[null,2021,2,"Jawa Tengah","Kab. Boyolali","TPA WINONG","TPA Pemda (Non Regional)","A",30868.05,26426,3602.55,0,839.5,0,"Dk. Kuncen","Desa Winong","Boyolali","Lainnya",40,"Control Landfill",1990,"-",799,"Otomatis Komputerisasi (Aplikasi Khusus TPA)","Ada dan berfungsi dengan baik","Dua minggu sekali",3,"Ada, Instalasi Pengolahan Air Lindi (IPAL) di TPA hanya berupa kolam pengendapan saja tanpa proses biologi atau proses kimia, masih berfungsi baik dan terawat.",1,"ADA","Untuk Bahan Bakar","-"]
[null,2021,2,"Jawa Tengah","Kab. Klaten","TPA Troketon","TPA Pemda (Non Regional)","A",33178.5,33089.99,0,0,88.51,0,"Troketon","Troketon","Pedan","Pemda DATI II",7.08,"Control Landfill",2018,"-",9914,"Kombinasi timbangan dengan Komputer (excel / tidak otomatis)","Ada dan berfungsi dengan baik","Tiga hari sekali atau seminggu dua kali",3,"Ada, Instalasi Pengolahan Air Lindi (IPAL) di TPA hanya berupa kolam pengendapan saja tanpa proses biologi atau proses kimia, masih berfungsi baik dan terawat.",1,"TIDAK ADA","Tidak ada. Gas Metana dibakar.","-"]
[null,2021,2,"Jawa Tengah","Kab. Sukoharjo","TPA MOJOREJO","TPA Pemda (Non Regional)","A",67196.5,65758.399999999994,25.55,0,1412.55,0,"Jl. Mulur - Puhgogor","MOJOREJO","BENDOSARI","Pemda DATI II",4.5,"Control Landfill",1995,"-",2000,"Kombinasi timbangan dengan Komputer (excel / tidak otomatis)","-","Tiga atau Empat Bulan Sekali",3,"Ada, Instalasi Pengolahan Air Lindi (IPAL) di TPA tetapi sudah rusak atau tidak berfungsi dengan baik dan tidak terawat",1,"ADA","-",25]
[null,2021,2,"Jawa Tengah","Kab. Wonogiri","TPA NGADIROJO","TPA Pemda (Non Regional)","A",18026.98,17517.39,365,0,144.6,0,"Jl.Kasihan","KERJO LOR","NGADIROJO",null,8.1999999999999993,"Sanitary Landfill",1991,2026,20,"Kombinasi timbangan dengan Komputer (excel / tidak otomatis)","Ada dan berfungsi dengan baik","Tujuh hari sekali atau Seminggu Sekali",3,"Ada, Instalasi Pengolahan Air Lindi (IPAL) di TPA berupa kolam pengendapan dan proses biologi, masih berfungsi baik dan terawat.",2,"ADA","Tidak ada. Gas Metana dibakar.","-"]
[null,2021,2,"Jawa Tengah","Kab. Karanganyar","TPA Sukosari Jumantono","TPA Pemda (Non Regional)","A",27375,26991.75,0,0,383.25,0,"Desa Sukosari Kecamatan Jumantono","Sukosari","Jumantono","Pemda DATI II",5.6,"Control Landfill","-","-",18000,"Manual Book","Tidak Ada","Tiga atau Empat Bulan Sekali","-","Ada, Instalasi Pengolahan Air Lindi (IPAL) di TPA tetapi sudah rusak atau tidak berfungsi dengan baik dan tidak terawat","-","ADA","-","-"]
[null,2021,2,"Jawa Tengah","Kab. Karanganyar","TPA Sukosari Jumantono","TPA Pemda (Non Regional)","A",27375,26991.75,0,0,383.25,0,"Desa Sukosari Kecamatan Jumantono","Sukosari","Jumantono","Pemda DATI II",5.6,"Control Landfill","-","-",18000,"Manual Book","Tidak Ada","Tiga atau Empat Bulan Sekali","-","Ada, Instalasi Pengolahan Air Lindi (IPAL) di TPA tetapi sudah rusak atau tidak berfungsi dengan baik dan tidak terawat","-","ADA","-","-"]
[null,2021,2,"Jawa Tengah","Kab. Sragen","TPA Tanggan","TPA Pemda (Non Regional)","A",71175,50735,6570,6570,7300,0,"Jl. Jati Sari","Tanggan","Gesi","Pemda DATI II",4.5999999999999996,"Control Landfill",1991,2025,12593,"Kombinasi timbangan dengan Komputer (excel / tidak otomatis)","Ada tapi sedang rusak","Tiga atau Empat Bulan Sekali",4,"Ada, Instalasi Pengolahan Air Lindi (IPAL) di TPA hanya berupa kolam pengendapan saja tanpa proses biologi atau proses kimia, masih berfungsi baik dan terawat.",1,"ADA","Tidak ada. Gas Metana dibakar.","-"]
[null,2021,2,"Jawa Tengah","Kab. Blora","TPA Jambe","TPA Pemda (Non Regional)","A",28470,27721.75,146,237.25,365,0,"Tambakromo","Jambe","Cepu","Pemda DATI II",0,"Open Dumping","-","-",0,"Manual Book","Tidak Ada","Setahun Sekali","-","Tidak ada Instalasi Pengolahan Air Lindi (IPAL) di TPA","-","TIDAK ADA","-","-"]
[null,2021,2,"Jawa Tengah","Kab. Blora","TPA Temurejo","TPA Pemda (Non Regional)","A",32850,30860.75,255.5,273.75,1460,0,"Ds Temurejo","Temurejo","Blora","Pemda DATI II",0,"Open Dumping","-","-",0,"Manual Book","Tidak Ada","Setahun Sekali",1,"Ada, Instalasi Pengolahan Air Lindi (IPAL) di TPA hanya berupa kolam pengendapan saja tanpa proses biologi atau proses kimia, masih berfungsi baik dan terawat.",1,"ADA","-","-"]
[null,2021,2,"Jawa Tengah","Kab. Rembang","TPA LANDOH","TPA Pemda (Non Regional)","A",13213,7988.03,0,0,5224.97,0,"Jl. Raya Rembang - Blora Desa Landoh","Landoh","Sulang","Pemda DATI II",3.24,"Control Landfill",1997,"-",21000,"Manual Book","Tidak Ada","Tujuh hari sekali atau Seminggu Sekali",2,"Ada, Instalasi Pengolahan Air Lindi (IPAL) di TPA hanya berupa kolam pengendapan saja tanpa proses biologi atau proses kimia, masih berfungsi baik dan terawat.","-","ADA","Untuk Bahan Bakar",1]
[null,2021,2,"Jawa Tengah","Kab. Pati","TPA Sukoharjo","TPA Pemda (Non Regional)","A",43586.47,42670.32,730,0,186.15,0,"-","Sukoharjo","Margorejo","Pemda DATI II",12.5,"Sanitary Landfill","1 Desember 2017","-",11.8,"Otomatis Komputerisasi (Aplikasi Khusus TPA)","Ada dan berfungsi dengan baik","Tujuh hari sekali atau Seminggu Sekali","-","Ada, Instalasi Pengolahan Air Lindi (IPAL) di TPA hanya berupa kolam pengendapan saja tanpa proses biologi atau proses kimia, masih berfungsi baik dan terawat.",2,"ADA","Tidak ada. Melepas gas Metana ke udara.","-"]
[null,2021,2,"Jawa Tengah","Kab. Jepara","TPA KRASAK","TPA/TPST Pemda","A",4088,3540.5,0,0,547.5,0,"JL. KH Achmad Fauza","Krasak","Bangsri","DLH",1.84,"Control Landfill","-",2022,3150,"Manual Book","-","Sebulan sekali",1,"Tidak ada Instalasi Pengolahan Air Lindi (IPAL) di TPA","-","ADA","-","-"]
[null,2021,2,"Jawa Tengah","Kab. Jepara","TPA Bandengan Jepara","TPA/TPST Pemda","A",54111.25,51921.25,730,0,1460,0,"Jl. Syaikh Khidhir Al-Limboriy RT 02 RW 3","Bandengan","Jepara","Pemda",7.29,"Control Landfill",1994,"-",17284,"Kombinasi timbangan dengan Komputer (excel / tidak otomatis)","Ada dan berfungsi dengan baik","Tiga hari sekali atau seminggu dua kali",1,"Ada, Instalasi Pengolahan Air Lindi (IPAL) di TPA hanya berupa kolam pengendapan saja tanpa proses biologi atau proses kimia, masih berfungsi baik dan terawat.",4,"ADA","Tidak ada. Melepas gas Metana ke udara.","-"]
[null,2021,2,"Jawa Tengah","Kab. Demak","TPA CANDISARI","TPA Pemda (Non Regional)","A",77737.7,77737.7,0,0,0,0,"DESA CANDISARI",null,null,"Pemda DATI II",1,"Control Landfill","-","-",8000,"Manual Book","Tidak Ada","Dua minggu sekali",1,"Ada, Instalasi Pengolahan Air Lindi (IPAL) di TPA hanya berupa kolam pengendapan saja tanpa proses biologi atau proses kimia, masih berfungsi baik dan terawat.","-","ADA","-","-"]
[null,2021,2,"Jawa Tengah","Kab. Demak","TPA BERAHAN KULON","TPA Pemda (Non Regional)","A",36135,36135,0,0,0,0,"Babalan - Prawoto, Area Sawah, Berahan Wetan, Kec. Wedung, Kabupaten Demak, Jawa Tengah",null,null,"Pemda DATI II",25.06,"Control Landfill",2021,"-",11000,"Kombinasi timbangan dengan Komputer (excel / tidak otomatis)","Ada dan berfungsi dengan baik","Tujuh hari sekali atau Seminggu Sekali",1,"Ada, Instalasi Pengolahan Air Lindi (IPAL) di TPA berupa kolam pengendapan dan proses biologi, masih berfungsi baik dan terawat.","-","ADA","-","-"]
[null,2021,2,"Jawa Tengah","Kab. Semarang","TPA BLONDO","TPA Pemda (Non Regional)","A",71175,64970,2007.5,1277.5,2920,0,"JL. MEKAREJO HARJOSARI BAWEN","BLONDO","BAWEN","Pemda DATI II",57,"Control Landfill",2009,"-",34822,"Kombinasi timbangan dengan Komputer (excel / tidak otomatis)","Ada dan berfungsi dengan baik","Tiga atau Empat Bulan Sekali","-","Ada, Instalasi Pengolahan Air Lindi (IPAL) di TPA berupa kolam pengendapan dan proses biologi, masih berfungsi baik dan terawat.","-","ADA","Untuk Bahan Bakar","-"]
[null,2021,2,"Jawa Tengah","Kab. Temanggung","TPA Sanggrahan","TPA Pemda (Non Regional)","A",38224,26143.59,8009.89,0,4070.52,0,"Losari, Sanggrahan","Sanggrahan","Kranggan","Pemda DATI II",6.03,"Control Landfill","Mei 2010","-",9144,"Kombinasi timbangan dengan Komputer (excel / tidak otomatis)","Ada dan berfungsi dengan baik","Setahun Sekali",3,"Ada, Instalasi Pengolahan Air Lindi (IPAL) di TPA berupa kolam pengendapan dan proses biologi, masih berfungsi baik dan terawat.",6,"ADA","Tidak ada. Melepas gas Metana ke udara.","-"]
[null,2021,2,"Jawa Tengah","Kab. Kendal","TPA DARUPONO BARU","TPA Pemda (Non Regional)","A",30785.17,30785.17,0,0,0,0,"Desa Darupono, Kecamatan Kaliwungu Selatan","Darupono","Kaliwungu Selatan","Pemda DATI II",6,"Control Landfill","01-2021","-",15000,"Otomatis Komputerisasi (Aplikasi Khusus TPA)","Ada dan berfungsi dengan baik","Setahun Sekali","-","Ada, Instalasi Pengolahan Air Lindi (IPAL) di TPA hanya berupa kolam pengendapan saja tanpa proses biologi atau proses kimia, masih berfungsi baik dan terawat.","-","ADA","Tidak ada. Gas Metana dibakar.","-"]
[null,2021,2,"Jawa Tengah","Kab. Kendal","TPA Cebak (Eks TPA)",null,"A",7632.15,7632.15,0,0,0,0,"Dusun Cebak, Pageruyung, Kec. Pageruyung","Cebak","Pageruyung",null,0,"Open Dumping","-","-","-","Otomatis Komputerisasi (Aplikasi Khusus TPA)","Tidak Ada","Tidak ditutup sama sekali","-","-","-","TIDAK ADA","-","-"]
[null,2021,2,"Jawa Tengah","Kab. Batang","TPA RANDUKUNUNG","TPA Pemda (Non Regional)","A",33455.9,33313.550000000003,0,0,142.35,0,"DESA RANDUKUNING","TEGALSARI","KANDEMAN","Pemda DATI II",3.42,"Open Dumping",2015,"-",3.06,"Manual Book","Tidak Ada","-",2,"Ada, Instalasi Pengolahan Air Lindi (IPAL) di TPA hanya berupa kolam pengendapan saja tanpa proses biologi atau proses kimia, masih berfungsi baik dan terawat.",1,"ADA","-","-"]
[null,2021,2,"Jawa Tengah","Kab. Pekalongan","TPA BOJONGLARANG","TPA Pemda (Non Regional)","A",50917.5,41062.5,730,3650,5475,0,"Dukuh Bojonglarang, Desa Linggoasri, Kecamatan Kajen",null,null,"Pemda DATI II",4.54,"Control Landfill","-","-",20,"Manual Book","Ada tapi sedang rusak","Tujuh hari sekali atau Seminggu Sekali",3,"Ada, Instalasi Pengolahan Air Lindi (IPAL) di TPA hanya berupa kolam pengendapan saja tanpa proses biologi atau proses kimia, masih berfungsi baik dan terawat.","-","ADA","Tidak ada. Gas Metana dibakar.","-"]
[null,2021,2,"Jawa Tengah","Kab. Pemalang","TPA Pegongsoran",null,"A",120450,730,118625,730,365,0,"Desa Pegongsoran","Pegongsoran","Pemalang",null,0,"Control Landfill","-","-",20000,"Otomatis Komputerisasi (Aplikasi Khusus TPA)","Ada dan berfungsi dengan baik","Sebulan sekali",2,"-","-","ADA","Untuk Bahan Bakar","-"]
[null,2021,2,"Jawa Tengah","Kab. Tegal","TPA Penujah","TPA Pemda (Non Regional)","A",155928,155563,0,0,365,0,"Jl Rayan Slawi","Penujah","Kedungbanteng","Pemda DATI II",4170,"Open Dumping","17 Februari 1985","1 Januari 2027",17998.75,"Manual Book","Tidak Ada","Setahun Sekali",1,"Ada, Instalasi Pengolahan Air Lindi (IPAL) di TPA tetapi sudah rusak atau tidak berfungsi dengan baik dan tidak terawat","-","ADA","Tidak ada. Gas Metana dibakar.","-"]
[null,2021,2,"Jawa Tengah","Kab. Brebes","TPA Kalijurang","TPA Pemda (Non Regional)","A",14103.6,2423.6,365,365,10950,0,"Desa Kalijurang","Desa Kalijurang","Tonjong","Pemda DATI II",2,"Open Dumping",2004,2050,100,"Manual Book","Tidak Ada","Tujuh hari sekali atau Seminggu Sekali","-","Tidak ada Instalasi Pengolahan Air Lindi (IPAL) di TPA","-","TIDAK ADA","-","-"]
[null,2021,2,"Jawa Tengah","Kab. Brebes","TPA Kaliwlingi","TPA Pemda (Non Regional)","A",36664.25,17684.25,365,365,18250,0,"desa Kaliwlingi","desa kaliwlingi","brebes","Pemda DATI II",4,"Control Landfill",2005,2050,2,"Otomatis Komputerisasi (Aplikasi Khusus TPA)","Ada dan berfungsi dengan baik","Tujuh hari sekali atau Seminggu Sekali",1,"Ada, Instalasi Pengolahan Air Lindi (IPAL) di TPA hanya berupa kolam pengendapan saja tanpa proses biologi atau proses kimia, masih berfungsi baik dan terawat.","-","ADA","-","-"]
[null,2021,2,"Jawa Tengah","Kota Magelang","TPA Banyu Urip","TPA Pemda (Non Regional)","A",23196.7,22134.92,431.2,0,630.58000000000004,0,"Jl. Magelang Kopeng KM 7 Banyu Urip","Tegalrejo","Magelang","Pemda DATI II",6.1,"Control Landfill",1993,2004,"-","Otomatis Komputerisasi (Aplikasi Khusus TPA)","Ada dan berfungsi dengan baik","Tujuh hari sekali atau Seminggu Sekali",2,"Ada, Instalasi Pengolahan Air Lindi (IPAL) di TPA berupa kolam pengendapan dan proses biologi, masih berfungsi baik dan terawat.",2,"ADA","Untuk Bahan Bakar","-"]
[null,2021,2,"Jawa Tengah","Kota Salatiga","TPA NGRONGGO",null,"A",29404.400000000001,20247.64,365,0,8791.75,0,"Ngronggo",null,null,null,0,"Control Landfill","-","-",10000,"Kombinasi timbangan dengan Komputer (excel / tidak otomatis)","-","Tiga atau Empat Bulan Sekali",7,"-",1,"ADA","Untuk Bahan Bakar","-"]
[null,2021,2,"Jawa Tengah","Kota Semarang","TPA Jatibarang","TPA Pemda (Non Regional)","A",319375,313535,0,0,5840,0.8,"Jl. Untung Suropati","Bambankerep","Mijen","Lainnya",46.02,"Control Landfill",1990,2021,232,"Kombinasi timbangan dengan Komputer (excel / tidak otomatis)","Ada dan berfungsi dengan baik","Tiga hari sekali atau seminggu dua kali",3,"Ada, Instalasi Pengolahan Air Lindi (IPAL) di TPA berupa kolam pengendapan dan proses biologi serta proses kimia, masih berfungsi baik dan terawat.",255,"ADA","Untuk Energi Listrik","-"]
[null,2021,2,"Jawa Tengah","Kota Tegal","TPA Muarareja","TPA Pemda (Non Regional)","A",56173.5,55334,839.5,0,0,0,"Jalan Mataram","Muarareja","Tegal Baru","Lainnya",5.5,"Open Dumping","1 Agustus 2017",2025,50,"-","-","Tiga atau Empat Bulan Sekali","-","-","-","ADA","-","-"]
[null,2021,2,"D.I. Yogyakarta","Kab. Kulon Progo","TPA Banyuroto","TPA Pemda (Non Regional)","A",9761.5,7206.5,2445.5,0,109.5,0,"Banyuroto, Nanggulan,Kulon Progo","Banyuroto","Nanggulan","Pemda DATI II",4.29,"Control Landfill","1 September 2010","-","-","Kombinasi timbangan dengan Komputer (excel / tidak otomatis)","Ada dan berfungsi dengan baik","Setiap hari",2,"Ada, Instalasi Pengolahan Air Lindi (IPAL) di TPA berupa kolam pengendapan dan proses biologi, masih berfungsi baik dan terawat.","-","ADA","Untuk Bahan Bakar",16]
[null,2021,2,"D.I. Yogyakarta","Kab. Sleman","TPA Piyungan (Regional)","TPA Regional","A",98436.85,93414.45,0,0,5022.3999999999996,0,"Ngablak","Sitimulyo","Piyungan","Pemda DATI I",12.5,"Sanitary Landfill","-","-",40000,"Otomatis Komputerisasi (Aplikasi Khusus TPA)","Ada dan berfungsi dengan baik","-",6,"Ada, Instalasi Pengolahan Air Lindi (IPAL) di TPA tetapi sudah rusak atau tidak berfungsi dengan baik dan tidak terawat",12,"ADA","Tidak ada. Gas Metana dibakar.","-"]
[null,2021,2,"D.I. Yogyakarta","Kab. Sleman","TPA Piyungan (Regional)","TPA Regional","A",98436.85,93414.45,0,0,5022.3999999999996,0,"Ngablak","Sitimulyo","Piyungan","Pemda DATI I",12.5,"Sanitary Landfill","-","-",40000,"Otomatis Komputerisasi (Aplikasi Khusus TPA)","Ada dan berfungsi dengan baik","-",6,"Ada, Instalasi Pengolahan Air Lindi (IPAL) di TPA tetapi sudah rusak atau tidak berfungsi dengan baik dan tidak terawat",12,"ADA","Tidak ada. Gas Metana dibakar.","-"]
[null,2021,2,"D.I. Yogyakarta","Kota Yogyakarta","TPST Piyungan (Regional)","TPA Regional","A",91119.74,86471.39,0,0,4648.3500000000004,0,"Ngablak","Sitimulyo","Piyungan","Pemda DATI I",12.5,"Open Dumping","-","-",100,"Otomatis Komputerisasi (Aplikasi Khusus TPA)","Ada dan berfungsi dengan baik","Tidak ditutup sama sekali","-","Ada, Instalasi Pengolahan Air Lindi (IPAL) di TPA tetapi sudah rusak atau tidak berfungsi dengan baik dan tidak terawat","-","TIDAK ADA","Tidak ada. Gas Metana dibakar.","-"]
[null,2021,2,"Jawa Timur","Kab. Pacitan","TPA DADAPAN","TPA Pemda (Non Regional)","A",12033.32,11974.29,0.91,0,58.12,0,"Jl. Solo - Pacitan RT.04 RW.06","Dadapan","Pringkuku","Pemda DATI II",6.88,"Sanitary Landfill","1 Januari 2016",30,6000,"Kombinasi timbangan dengan Komputer (excel / tidak otomatis)","Ada dan berfungsi dengan baik","Tujuh hari sekali atau Seminggu Sekali",2,"Ada, Instalasi Pengolahan Air Lindi (IPAL) di TPA berupa kolam pengendapan dan proses biologi, masih berfungsi baik dan terawat.",12,"ADA","Untuk Bahan Bakar","-"]
[null,2021,2,"Jawa Timur","Kab. Trenggalek","TPA Srabah","TPA Pemda (Non Regional)","A",55115,51465,1825,1095,730,0,"KAB. TRENGGALEK",null,null,"Pemda DATI II",4,"Control Landfill","-","-",30000,"Kombinasi timbangan dengan Komputer (excel / tidak otomatis)","Ada dan berfungsi dengan baik","Tujuh hari sekali atau Seminggu Sekali",5,"-","-","ADA","Untuk Bahan Bakar",20]
[null,2021,2,"Jawa Timur","Kab. Tulungagung","SEGAWE","TPA Pemda (Non Regional)","A",40150,32777,2774,0,4599,0,"SUWARU, SEGAWE, PAGERWOJO, KAB. TULUNGAGUNG","SEGAWE","PAGERWOJO","Pemda DATI II",5.5,"Sanitary Landfill","3/1/1992","-",18111,"Kombinasi timbangan dengan Komputer (excel / tidak otomatis)","Ada dan berfungsi dengan baik","-",3,"Ada, Instalasi Pengolahan Air Lindi (IPAL) di TPA tetapi sudah rusak atau tidak berfungsi dengan baik dan tidak terawat",2,"ADA","-","-"]
[null,2021,2,"Jawa Timur","Kab. Tulungagung","SEGAWE","TPA Pemda (Non Regional)","A",40150,32777,2774,0,4599,0,"SUWARU, SEGAWE, PAGERWOJO, KAB. TULUNGAGUNG","SEGAWE","PAGERWOJO","Pemda DATI II",5.5,"Sanitary Landfill","3/1/1992","-",18111,"Kombinasi timbangan dengan Komputer (excel / tidak otomatis)","Ada dan berfungsi dengan baik","-",3,"Ada, Instalasi Pengolahan Air Lindi (IPAL) di TPA tetapi sudah rusak atau tidak berfungsi dengan baik dan tidak terawat",2,"ADA","-","-"]
[null,2021,2,"Jawa Timur","Kab. Kediri","TPAS SEKOTO","TPA Pemda (Non Regional)","A",36500,35551,109.5,109.5,730,0,"dsn Genukwatu","Sekoto","Badas","Pemda DATI II",8,"Sanitary Landfill",2021,2026,18000,"Kombinasi timbangan dengan Komputer (excel / tidak otomatis)","Ada dan berfungsi dengan baik","Tiga hari sekali atau seminggu dua kali",2,"Ada, Instalasi Pengolahan Air Lindi (IPAL) di TPA berupa kolam pengendapan dan proses biologi serta proses kimia, masih berfungsi baik dan terawat.",1,"ADA","Tidak ada. Gas Metana dibakar.","-"]
[null,2021,2,"Jawa Timur","Kab. Kediri","TPAS SEKOTO","TPA Pemda (Non Regional)","A",36500,35551,109.5,109.5,730,0,"dsn Genukwatu","Sekoto","Badas","Pemda DATI II",8,"Sanitary Landfill",2021,2026,18000,"Kombinasi timbangan dengan Komputer (excel / tidak otomatis)","Ada dan berfungsi dengan baik","Tiga hari sekali atau seminggu dua kali",2,"Ada, Instalasi Pengolahan Air Lindi (IPAL) di TPA berupa kolam pengendapan dan proses biologi serta proses kimia, masih berfungsi baik dan terawat.",1,"ADA","Tidak ada. Gas Metana dibakar.","-"]
[null,2021,2,"Jawa Timur","Kab. Lumajang","TPA LEMPENI","TPA Pemda (Non Regional)","A",63619.5,46829.5,5840,0,10950,0,"Jalan Raya Tempeh","LEMPENI","TEMPEH","Pemda DATI II",6.69,"Control Landfill",2016,2023,"-","Kombinasi timbangan dengan Komputer (excel / tidak otomatis)","Ada tapi sedang rusak","Tiga hari sekali atau seminggu dua kali",4,"Ada, Instalasi Pengolahan Air Lindi (IPAL) di TPA hanya berupa kolam pengendapan saja tanpa proses biologi atau proses kimia, masih berfungsi baik dan terawat.",12,"ADA","-","-"]
[null,2021,2,"Jawa Timur","Kab. Banyuwangi","TPA Tegalwero","TPA Pemda (Non Regional)","A",105510.55,60473.2,39544.1,0,5493.25,0,"Jalan","Tegalwero","Banyuwangi",null,0,"-","-","-","-","-","-","-","-","-","-","TIDAK ADA","-","-"]
[null,2021,2,"Jawa Timur","Kab. Situbondo","TPA Sliwung","TPA Pemda (Non Regional)","A",49275,12592.5,21900,6935,7847.5,0,"Sliwung RT 6 RW 3","Sliwung","Panji",null,51,"Sanitary Landfill",1990,"-",8904,"Otomatis Komputerisasi (Aplikasi Khusus TPA)","Ada dan berfungsi dengan baik","Sebulan sekali",3,"Ada, Instalasi Pengolahan Air Lindi (IPAL) di TPA berupa kolam pengendapan dan proses biologi serta proses kimia, masih berfungsi baik dan terawat.",2,"ADA","Untuk Energi Listrik",20]
[null,2021,2,"Jawa Timur","Kab. Situbondo","TPA Sliwung","TPA Pemda (Non Regional)","A",49275,12592.5,21900,6935,7847.5,0,"Sliwung RT 6 RW 3","Sliwung","Panji",null,51,"Sanitary Landfill",1990,"-",8904,"Otomatis Komputerisasi (Aplikasi Khusus TPA)","Ada dan berfungsi dengan baik","Sebulan sekali",3,"Ada, Instalasi Pengolahan Air Lindi (IPAL) di TPA berupa kolam pengendapan dan proses biologi serta proses kimia, masih berfungsi baik dan terawat.",2,"ADA","Untuk Energi Listrik",20]
[null,2021,2,"Jawa Timur","Kab. Jombang","TPA Banjardowo","TPA Pemda (Non Regional)","A",44621.25,42796.25,0,0,1825,0,"Desa Banjardowo","Banjardowo","Jombang","Pemda DATI II",39.24,"Control Landfill",1994,"-",44412,"Kombinasi timbangan dengan Komputer (excel / tidak otomatis)","Ada dan berfungsi dengan baik","Tujuh hari sekali atau Seminggu Sekali",2,"Ada, Instalasi Pengolahan Air Lindi (IPAL) di TPA berupa kolam pengendapan dan proses biologi, masih berfungsi baik dan terawat.",12,"ADA","Tidak ada. Melepas gas Metana ke udara.","-"]
[null,2021,2,"Jawa Timur","Kab. Nganjuk","TPA Pandantoyo","TPA Pemda (Non Regional)","A",5475,3368.95,365,646.04999999999995,1095,0,"Jl. Pandantoyo","Pandantoyo","Kertosono",null,0,"Control Landfill","-","-",4000,"Manual Book","Tidak Ada","Dua minggu sekali",1,"Ada, Instalasi Pengolahan Air Lindi (IPAL) di TPA tetapi sudah rusak atau tidak berfungsi dengan baik dan tidak terawat","-","ADA","-","-"]
[null,2021,2,"Jawa Timur","Kab. Nganjuk","TPA Bendil","TPA Pemda (Non Regional)","A",3650,1898,365,657,730,0,"Jl. Bendil","Berbek","Nganjuk","Pemda DATI II",1,"Control Landfill","-","-",4000,"Manual Book","Tidak Ada","Dua minggu sekali",1,"Ada, Instalasi Pengolahan Air Lindi (IPAL) di TPA tetapi sudah rusak atau tidak berfungsi dengan baik dan tidak terawat","-","ADA","-","-"]
[null,2021,2,"Jawa Timur","Kab. Nganjuk","TPA Kedungdowo","TPA Pemda (Non Regional)","A",18250,14235,1825,547.5,1642.5,0,"Jl. Kedungdowo","Kedungdowo","Nganjuk",null,0,"Control Landfill","-","-",8050,"Kombinasi timbangan dengan Komputer (excel / tidak otomatis)","Ada dan berfungsi dengan baik","Dua minggu sekali",2,"Ada, Instalasi Pengolahan Air Lindi (IPAL) di TPA berupa kolam pengendapan dan proses biologi, masih berfungsi baik dan terawat.",1,"ADA","Tidak ada. Melepas gas Metana ke udara.","-"]
[null,2021,2,"Jawa Timur","Kab. Ngawi","TPA Mantingan","TPA Pemda (Non Regional)","A",5365.5,4562.5,0,0,803,0,"Jatimulyo","Jatimulyo","Mantingan","Pemda DATI II",0.54,"Open Dumping",2016,2026,"-","Manual Book","Tidak Ada","Tidak ditutup sama sekali","-","Tidak ada Instalasi Pengolahan Air Lindi (IPAL) di TPA","-","ADA","-","-"]
[null,2021,2,"Jawa Timur","Kab. Ngawi","TPA Karangjati","TPA Pemda (Non Regional)","A",4635.5,3796,0,0,839.5,0,"Legundi","Legundi","Karangjati","Pemda DATI II",0.09,"Open Dumping",2015,2025,0,"Manual Book","Tidak Ada","Tidak ditutup sama sekali","-","Tidak ada Instalasi Pengolahan Air Lindi (IPAL) di TPA","-","ADA","-","-"]
[null,2021,2,"Jawa Timur","Kab. Ngawi","TPA Selopuro","TPA Pemda (Non Regional)","A",15859.25,8741.75,4015,0,3102.5,0,"Ds. Selopuro Kec. Pitu Kab. Ngawi","Selopuro","Pitu","Pemda DATI II",5,"Control Landfill",1995,2015,10000,"Otomatis Komputerisasi (Aplikasi Khusus TPA)","Ada dan berfungsi dengan baik","Dua minggu sekali",4,"Ada, Instalasi Pengolahan Air Lindi (IPAL) di TPA hanya berupa kolam pengendapan saja tanpa proses biologi atau proses kimia, masih berfungsi baik dan terawat.",2,"ADA","Untuk Bahan Bakar",20]
[null,2021,2,"Jawa Timur","Kab. Bojonegoro","TPA Banjarsari","TPA Pemda (Non Regional)","A",34072.75,31941.15,1168,0,963.6,0,"jl tugu","banjarsari","trucuk","Lainnya",4.95,"Sanitary Landfill","4/21/1991",2018,20000,"Otomatis Komputerisasi (Aplikasi Khusus TPA)","Ada dan berfungsi dengan baik","Tujuh hari sekali atau Seminggu Sekali",4,"Ada, Instalasi Pengolahan Air Lindi (IPAL) di TPA berupa kolam pengendapan dan proses biologi, masih berfungsi baik dan terawat.",12,"ADA","Untuk Energi Listrik","-"]
[null,2021,2,"Jawa Timur","Kab. Bojonegoro","TPA Banjarsari","TPA Pemda (Non Regional)","A",34072.75,31941.15,1168,0,963.6,0,"jl tugu","banjarsari","trucuk","Lainnya",4.95,"Sanitary Landfill","4/21/1991",2018,20000,"Otomatis Komputerisasi (Aplikasi Khusus TPA)","Ada dan berfungsi dengan baik","Tujuh hari sekali atau Seminggu Sekali",4,"Ada, Instalasi Pengolahan Air Lindi (IPAL) di TPA berupa kolam pengendapan dan proses biologi, masih berfungsi baik dan terawat.",12,"ADA","Untuk Energi Listrik","-"]
[null,2021,2,"Jawa Timur","Kab. Tuban","TPA Gunung Panggung","TPA Pemda (Non Regional)","A",49275,16425,11680,16790,4380,0,"Jl. Kebersihan","Gedongombo","Semanding","Pemda DATI II",3.8,"Control Landfill","1-01-2011",2025,10000,"Otomatis Komputerisasi (Aplikasi Khusus TPA)","Ada dan berfungsi dengan baik","Tujuh hari sekali atau Seminggu Sekali",2,"Ada, Instalasi Pengolahan Air Lindi (IPAL) di TPA hanya berupa kolam pengendapan saja tanpa proses biologi atau proses kimia, masih berfungsi baik dan terawat.",12,"ADA","Untuk Bahan Bakar","-"]
[null,2021,2,"Jawa Timur","Kab. Tuban","TPA Gunung Panggung","TPA Pemda (Non Regional)","A",49275,16425,11680,16790,4380,0,"Jl. Kebersihan","Gedongombo","Semanding","Pemda DATI II",3.8,"Control Landfill","1-01-2011",2025,10000,"Otomatis Komputerisasi (Aplikasi Khusus TPA)","Ada dan berfungsi dengan baik","Tujuh hari sekali atau Seminggu Sekali",2,"Ada, Instalasi Pengolahan Air Lindi (IPAL) di TPA hanya berupa kolam pengendapan saja tanpa proses biologi atau proses kimia, masih berfungsi baik dan terawat.",12,"ADA","Untuk Bahan Bakar","-"]
[null,2021,2,"Jawa Timur","Kab. Lamongan","TPA TAMBAKRIGADUNG","TPA Pemda (Non Regional)","A",23725,5292.5,3650,14600,182.5,0,"DESA TAMBAKRIGADUNG, KECAMATAN TIKUNG",null,null,"Pemda DATI II",6.66,"Sanitary Landfill","JUNI 1989","-",20,"Otomatis Komputerisasi (Aplikasi Khusus TPA)","Ada dan berfungsi dengan baik","Setahun Sekali",4,"Ada, Instalasi Pengolahan Air Lindi (IPAL) di TPA hanya berupa kolam pengendapan saja tanpa proses biologi atau proses kimia, masih berfungsi baik dan terawat.","-","ADA","Tidak ada. Melepas gas Metana ke udara.","-"]
[null,2021,2,"Jawa Timur","Kab. Sumenep","TPA Batuan","TPA Pemda (Non Regional)","A",9649.14,8156.29,0,0,1492.85,0,"Dusun Tanonggul","Torbang","Batuan","Pemda DATI II",8.4,"Control Landfill",122015,31122020,1000,"Otomatis Komputerisasi (Aplikasi Khusus TPA)","Ada dan berfungsi dengan baik","Tujuh hari sekali atau Seminggu Sekali",2,"Ada, Instalasi Pengolahan Air Lindi (IPAL) di TPA berupa kolam pengendapan dan proses biologi serta proses kimia, masih berfungsi baik dan terawat.",6,"ADA","Tidak ada. Gas Metana dibakar.","-"]
[null,2021,2,"Jawa Timur","Kota Kediri","TPA  KLOTOK KOTA KEDIRI","TPA Pemda (Non Regional)","A",49640,47486.5,1168,803,182.5,0,"POJOK","POJOK","MOJOROTO",null,0,"Sanitary Landfill","-","-",17000,"Kombinasi timbangan dengan Komputer (excel / tidak otomatis)","Ada dan berfungsi dengan baik","Tiga hari sekali atau seminggu dua kali",2,"Ada, Instalasi Pengolahan Air Lindi (IPAL) di TPA berupa kolam pengendapan dan proses biologi, masih berfungsi baik dan terawat.",99,"ADA","Tidak ada. Gas Metana dibakar.","-"]
[null,2021,2,"Jawa Timur","Kota Blitar","TPA NGEGONG","TPA Pemda (Non Regional)","A",21609.46,21609.46,0,0,0,0,"Jl. Teratai RT 3 RW 2","Gedog","Sananwetan",null,5,"Sanitary Landfill","8-1-2014",2022,10000,"Kombinasi timbangan dengan Komputer (excel / tidak otomatis)","Ada dan berfungsi dengan baik","Setiap hari",5,"Ada, Instalasi Pengolahan Air Lindi (IPAL) di TPA berupa kolam pengendapan dan proses biologi serta proses kimia, masih berfungsi baik dan terawat.",12,"ADA","Tidak ada. Melepas gas Metana ke udara.",69]
[null,2021,2,"Jawa Timur","Kota Probolinggo","TPA Bestari","TPA Pemda (Non Regional)","A",25550,24637.5,0,0,912.5,0,"Jl. Anggrek No 15","SUKABUMI","MAYANGAN","Pemda DATI II",4,"Sanitary Landfill","27-03-2014","-",24,"Kombinasi timbangan dengan Komputer (excel / tidak otomatis)","Ada dan berfungsi dengan baik","Dua minggu sekali",5,"Ada, Instalasi Pengolahan Air Lindi (IPAL) di TPA berupa kolam pengendapan dan proses biologi, masih berfungsi baik dan terawat.",12,"ADA","Tidak ada. Melepas gas Metana ke udara.",9]
[null,2021,2,"Jawa Timur","Kota Pasuruan","TPA BLANDONGAN","TPA Pemda (Non Regional)","A",35718.9,27798.77,225.94,0,7694.2,0,"Jl. Jelakrejo, Tambak, Blandongan, Kec. Bugulkidul, Kota Pasuruan, Jawa Timur 67128","BLANDONGAN","BUGUL KIDUL","Pemda DATI II",6.63,"Sanitary Landfill","-","-",11000,"Kombinasi timbangan dengan Komputer (excel / tidak otomatis)","Ada dan berfungsi dengan baik","Tiga atau Empat Bulan Sekali",3,"-","-","ADA","Tidak ada. Melepas gas Metana ke udara.",110]
[null,2021,2,"Jawa Timur","Kota Madiun","TPA Winongo","TPA Pemda (Non Regional)","A",31499.5,30660,109.5,0,730,0,"Ring road barat","Winongo","Manguharjo","Pemda DATI II",6,"Control Landfill","-",2019,7920.97,"Kombinasi timbangan dengan Komputer (excel / tidak otomatis)","Ada dan berfungsi dengan baik","Sebulan sekali","-","Ada, Instalasi Pengolahan Air Lindi (IPAL) di TPA hanya berupa kolam pengendapan saja tanpa proses biologi atau proses kimia, masih berfungsi baik dan terawat.",1,"ADA","Untuk Bahan Bakar",250]
[null,2021,2,"Jawa Timur","Kota Surabaya","TPA Benowo","TPA Pemda (Non Regional)","A",243183.99,243183.99,0,0,0,2,"Romokalisari - Benowo","Romokalisari","Benowo","Pemda DATI II",37.4,"Sanitary Landfill","08/08/2012","-",136331,"Otomatis Komputerisasi (Aplikasi Khusus TPA)","Ada dan berfungsi dengan baik","Setiap hari","-","Ada, Instalasi Pengolahan Air Lindi (IPAL) di TPA hanya berupa kolam pengendapan saja tanpa proses biologi atau proses kimia, masih berfungsi baik dan terawat.",12,"ADA","Untuk Energi Listrik","-"]
[null,2021,2,"Jawa Timur","Kota Batu","TPA Tlekung","TPA Pemda (Non Regional)","A",35770,35770,0,0,0,0,"Jl. Raya Pang. Sudirman no 3 01-/03","Tlekung","Junrejo","Pemda DATI II",5.8,"Control Landfill",2009,6,5000,"Kombinasi timbangan dengan Komputer (excel / tidak otomatis)","Ada dan berfungsi dengan baik","Tiga atau Empat Bulan Sekali",4,"Ada, Instalasi Pengolahan Air Lindi (IPAL) di TPA berupa kolam pengendapan dan proses biologi, masih berfungsi baik dan terawat.","-","ADA","Untuk Bahan Bakar","-"]
[null,2021,2,"Banten","Kab. Serang","TPAS Cilowong",null,"A",35558.300000000003,35558.300000000003,0,0,0,0,"Jl. Raya Cilowong Kecamatan Taktakan Kota Serang Banten 42162",null,null,null,0,"Control Landfill","-","-","-","-","-","-","-","-","-","TIDAK ADA","-","-"]
[null,2021,2,"Banten","Kota Cilegon","TPA Bagendung","TPA Pemda (Non Regional)","A",59403.75,59038.75,0,0,365,0,"Jalan Raya Bagendung",null,null,"Pemda DATI II",86,"Control Landfill","-","-",70000,"Manual Book","Ada tapi sedang rusak","Tujuh hari sekali atau Seminggu Sekali","-","Ada, Instalasi Pengolahan Air Lindi (IPAL) di TPA hanya berupa kolam pengendapan saja tanpa proses biologi atau proses kimia, masih berfungsi baik dan terawat.","-","ADA","-",100]
[null,2021,2,"Banten","Kota Tangerang Selatan","TPST Cipeucang","TPA Pemda (Non Regional)","A",182142.3,182142.3,0,0,0,0,"Jl. Kapling Nambo No.51","Serpong / Kademangan","Serpong / Setu","Pemda DATI II",0,"Sanitary Landfill","-","-","-","-","-","-","-","-","-","TIDAK ADA","-","-"]
[null,2021,2,"Bali","Kab. Badung","TPA Regional Sarbagita","TPA Regional","A",93458.25,91633.25,0,0,1825,0,"JL. TPA Suwung","Sesetan","Denpasar Selatan","Pemda DATI I",10,"Sanitary Landfill","-",2030,50000,"Manual Book","Ada tapi sedang rusak","Tiga atau Empat Bulan Sekali",3,"Ada, Instalasi Pengolahan Air Lindi (IPAL) di TPA berupa kolam pengendapan dan proses biologi serta proses kimia, masih berfungsi baik dan terawat.",1,"ADA","-","-"]
[null,2021,2,"Bali","Kab. Gianyar","TPA Temesi","TPA Pemda (Non Regional)","A",103660,103660,0,0,0,0,"Jalar Raya Temesi","Temesi","Gianyar","Pemda DATI II",5.4,"Open Dumping","-","-",15700,"Manual Book","Tidak Ada","Setahun Sekali","-","Ada, Instalasi Pengolahan Air Lindi (IPAL) di TPA tetapi sudah rusak atau tidak berfungsi dengan baik dan tidak terawat",1,"ADA","-","-"]
[null,2021,2,"Bali","Kab. Bangli","TPA BANGLI","TPA Pemda (Non Regional)","A",21249.69,20519.689999999999,182.5,0,547.5,0,"JL. RAYA LANDIH","LANDIH","BANGLI","Pemda DATI II",4.75,"Open Dumping","10 JANUARI 2008","-",20100,"Kombinasi timbangan dengan Komputer (excel / tidak otomatis)","Tidak Ada","Tiga atau Empat Bulan Sekali",1,"Ada, Instalasi Pengolahan Air Lindi (IPAL) di TPA berupa kolam pengendapan dan proses biologi serta proses kimia, masih berfungsi baik dan terawat.",2,"ADA","Tidak ada. Gas Metana dibakar.","-"]
[null,2021,2,"Nusa Tenggara Barat","Kab. Lombok Timur","TPA Ijobalit","TPA Pemda (Non Regional)","A",55115,53990.43,730,155.13,239.44,0,"Ijobalit","Ijobalit","Labuhan Haji","Pemda DATI II",8.9,"Control Landfill","17 Desember 2001","-",30000,"Manual Book","Tidak Ada","Tujuh hari sekali atau Seminggu Sekali",2,"Ada, Instalasi Pengolahan Air Lindi (IPAL) di TPA hanya berupa kolam pengendapan saja tanpa proses biologi atau proses kimia, masih berfungsi baik dan terawat.",2,"ADA","Tidak ada. Gas Metana dibakar.","-"]
[null,2021,2,"Nusa Tenggara Barat","Kab. Sumbawa","TPA UTAN","TPA Pemda (Non Regional)","A",1719.15,1536.65,0,0,182.5,0,"DESA MOTONG",null,null,"Pemda DATI II",0,"Open Dumping","-","-",10000,"-","Tidak Ada","Tidak ditutup sama sekali","-","Tidak ada Instalasi Pengolahan Air Lindi (IPAL) di TPA","-","TIDAK ADA","-","-"]
[null,2021,2,"Nusa Tenggara Barat","Kab. Sumbawa","TPA LEKONG","TPA Pemda (Non Regional)","A",7540.9,7175.9,0,0,365,0,"DESA LEKONG",null,null,"Pemda DATI II",6.77,"Open Dumping","-","-",17772.310000000001,"-","Tidak Ada","Tidak ditutup sama sekali","-","Tidak ada Instalasi Pengolahan Air Lindi (IPAL) di TPA","-","TIDAK ADA","-","-"]
[null,2021,2,"Nusa Tenggara Barat","Kab. Sumbawa","TPA RABERAS","TPA Pemda (Non Regional)","A",22265,21535,0,0,730,0,"DESA RABERAS",null,null,"Pemda DATI II",6,"Control Landfill","-","-",51000,"-","Tidak Ada","Tiga atau Empat Bulan Sekali","-","Ada, Instalasi Pengolahan Air Lindi (IPAL) di TPA tetapi sudah rusak atau tidak berfungsi dengan baik dan tidak terawat","-","ADA","-","-"]
[null,2021,2,"Nusa Tenggara Barat","Kab. Sumbawa","TPA UTAN","TPA Pemda (Non Regional)","A",1719.15,1536.65,0,0,182.5,0,"DESA MOTONG",null,null,"Pemda DATI II",0,"Open Dumping","-","-",10000,"-","Tidak Ada","Tidak ditutup sama sekali","-","Tidak ada Instalasi Pengolahan Air Lindi (IPAL) di TPA","-","TIDAK ADA","-","-"]
[null,2021,2,"Nusa Tenggara Barat","Kab. Sumbawa","TPA LEKONG","TPA Pemda (Non Regional)","A",7540.9,7175.9,0,0,365,0,"DESA LEKONG",null,null,"Pemda DATI II",6.77,"Open Dumping","-","-",17772.310000000001,"-","Tidak Ada","Tidak ditutup sama sekali","-","Tidak ada Instalasi Pengolahan Air Lindi (IPAL) di TPA","-","TIDAK ADA","-","-"]
[null,2021,2,"Nusa Tenggara Barat","Kab. Sumbawa","TPA RABERAS","TPA Pemda (Non Regional)","A",22265,21535,0,0,730,0,"DESA RABERAS",null,null,"Pemda DATI II",6,"Control Landfill","-","-",51000,"-","Tidak Ada","Tiga atau Empat Bulan Sekali","-","Ada, Instalasi Pengolahan Air Lindi (IPAL) di TPA tetapi sudah rusak atau tidak berfungsi dengan baik dan tidak terawat","-","ADA","-","-"]
[null,2021,2,"Nusa Tenggara Barat","Kota Mataram","TPA Regional Kebon Kongok","TPA Regional","A",85200.13,83302.13,0,73,1825,0,"KEBON KONGOK",null,null,"Pemda DATI I",13.04,"Control Landfill","01-01-2018","-",54100,"Kombinasi timbangan dengan Komputer (excel / tidak otomatis)","Ada dan berfungsi dengan baik","Setiap hari",3,"Ada, Instalasi Pengolahan Air Lindi (IPAL) di TPA berupa kolam pengendapan dan proses biologi, masih berfungsi baik dan terawat.",2,"ADA","Untuk Bahan Bakar","-"]
[null,2021,2,"Nusa Tenggara Timur","Kota Kupang","TPA ALak","TPA Pemda (Non Regional)","A",54383.93,53921.66,0,0,462.26,0,"RT/RW 021/08",null,null,"Pemda DATI II",9.14,"Open Dumping","-","-","-","Manual Book","Tidak Ada","Tidak ditutup sama sekali","-","Tidak ada Instalasi Pengolahan Air Lindi (IPAL) di TPA","-","TIDAK ADA","-","-"]
[null,2021,2,"Kalimantan Barat","Kab. Sambas","TPA TEMAJUK (OPEN DUMPING)","TPA Pemda (Non Regional)","A",963.6,963.6,0,0,0,0,"CAMAR BULAN","TEMAJUK","PALOH","Pemda DATI II",0,"Open Dumping",2019,"-",5000,"Manual Book","Tidak Ada","Tidak ditutup sama sekali","-","Tidak ada Instalasi Pengolahan Air Lindi (IPAL) di TPA","-","TIDAK ADA","-","-"]
[null,2021,2,"Kalimantan Barat","Kab. Sambas","TPA SEKURA / TELUK KERAMAT (OPEN DUMPING)","TPA Pemda (Non Regional)","A",3131.7,3131.7,0,0,0,0,"Jalan Sungai Kumpai","Sungai Kumpai","Teluk Keramat","Pemda DATI II",0,"Open Dumping","-","-",15000,"Manual Book","Tidak Ada","Tidak ditutup sama sekali","-","Tidak ada Instalasi Pengolahan Air Lindi (IPAL) di TPA","-","TIDAK ADA","-","-"]
[null,2021,2,"Kalimantan Barat","Kab. Sambas","TPA JELU AIR (OPEN DUMPING)","TPA Pemda (Non Regional)","A",1204.5,1204.5,0,0,0,0,"Jalan Jelu Air","Jelu Air","Jawai Selatan",null,0,"Open Dumping","-","-",20000,"Manual Book","Tidak Ada","Tidak ditutup sama sekali","-","Tidak ada Instalasi Pengolahan Air Lindi (IPAL) di TPA","-","TIDAK ADA","-","-"]
[null,2021,2,"Kalimantan Barat","Kab. Sambas","TPA SALATIGA (OPEN DUMPING)","TPA Pemda (Non Regional)","A",8672.4,8672.4,0,0,0,0,"JALAN Salatiga","PARIT BARU","Salatiga","Pemda DATI II",0,"Open Dumping","-","-",35000,"Manual Book","Tidak Ada","Tidak ditutup sama sekali","-","Tidak ada Instalasi Pengolahan Air Lindi (IPAL) di TPA","-","TIDAK ADA","-","-"]
[null,2021,2,"Kalimantan Barat","Kab. Sambas","TPA SORAT (CONTROLLED LANDFILL)","TPA Pemda (Non Regional)","A",8672.4,8584.7999999999993,0,0,87.6,0,"Jl Raya Subah","Lubuk Dagang","Sambas","Pemda DATI II",0,"Control Landfill",2015,2024,6844,"Kombinasi timbangan dengan Komputer (excel / tidak otomatis)","Tidak Ada","Dua minggu sekali",2,"Ada, Instalasi Pengolahan Air Lindi (IPAL) di TPA hanya berupa kolam pengendapan saja tanpa proses biologi atau proses kimia, masih berfungsi baik dan terawat.","-","ADA","Tidak ada. Gas Metana dibakar.","-"]
[null,2021,2,"Kalimantan Barat","Kab. Sambas","TPA TEMAJUK (OPEN DUMPING)","TPA Pemda (Non Regional)","A",963.6,963.6,0,0,0,0,"CAMAR BULAN","TEMAJUK","PALOH","Pemda DATI II",0,"Open Dumping",2019,"-",5000,"Manual Book","Tidak Ada","Tidak ditutup sama sekali","-","Tidak ada Instalasi Pengolahan Air Lindi (IPAL) di TPA","-","TIDAK ADA","-","-"]
[null,2021,2,"Kalimantan Barat","Kab. Sambas","TPA SEKURA / TELUK KERAMAT (OPEN DUMPING)","TPA Pemda (Non Regional)","A",3131.7,3131.7,0,0,0,0,"Jalan Sungai Kumpai","Sungai Kumpai","Teluk Keramat","Pemda DATI II",0,"Open Dumping","-","-",15000,"Manual Book","Tidak Ada","Tidak ditutup sama sekali","-","Tidak ada Instalasi Pengolahan Air Lindi (IPAL) di TPA","-","TIDAK ADA","-","-"]
[null,2021,2,"Kalimantan Barat","Kab. Sambas","TPA JELU AIR (OPEN DUMPING)","TPA Pemda (Non Regional)","A",1204.5,1204.5,0,0,0,0,"Jalan Jelu Air","Jelu Air","Jawai Selatan",null,0,"Open Dumping","-","-",20000,"Manual Book","Tidak Ada","Tidak ditutup sama sekali","-","Tidak ada Instalasi Pengolahan Air Lindi (IPAL) di TPA","-","TIDAK ADA","-","-"]
[null,2021,2,"Kalimantan Barat","Kab. Sambas","TPA SALATIGA (OPEN DUMPING)","TPA Pemda (Non Regional)","A",8672.4,8672.4,0,0,0,0,"JALAN Salatiga","PARIT BARU","Salatiga","Pemda DATI II",0,"Open Dumping","-","-",35000,"Manual Book","Tidak Ada","Tidak ditutup sama sekali","-","Tidak ada Instalasi Pengolahan Air Lindi (IPAL) di TPA","-","TIDAK ADA","-","-"]
[null,2021,2,"Kalimantan Barat","Kab. Sambas","TPA SORAT (CONTROLLED LANDFILL)","TPA Pemda (Non Regional)","A",8672.4,8584.7999999999993,0,0,87.6,0,"Jl Raya Subah","Lubuk Dagang","Sambas","Pemda DATI II",0,"Control Landfill",2015,2024,6844,"Kombinasi timbangan dengan Komputer (excel / tidak otomatis)","Tidak Ada","Dua minggu sekali",2,"Ada, Instalasi Pengolahan Air Lindi (IPAL) di TPA hanya berupa kolam pengendapan saja tanpa proses biologi atau proses kimia, masih berfungsi baik dan terawat.","-","ADA","Tidak ada. Gas Metana dibakar.","-"]
[null,2021,2,"Kalimantan Barat","Kab. Mempawah","TPA Sungai Bakau Besar Laut","TPA Pemda (Non Regional)","A",8778.25,8752.7000000000007,0,0,25.55,0,"Jl. Aswar","Sungai Bakau Besar Laut","Sungai Pinyuh","Pemda DATI II",2.4,"Open Dumping","-","-",24000,"Manual Book","Tidak Ada","Tidak ditutup sama sekali","-","Tidak ada Instalasi Pengolahan Air Lindi (IPAL) di TPA","-","TIDAK ADA","-","-"]
[null,2021,2,"Kalimantan Barat","Kab. Mempawah","TPA Sungai Bakau Besar Laut","TPA Pemda (Non Regional)","A",8778.25,8752.7000000000007,0,0,25.55,0,"Jl. Aswar","Sungai Bakau Besar Laut","Sungai Pinyuh","Pemda DATI II",2.4,"Open Dumping","-","-",24000,"Manual Book","Tidak Ada","Tidak ditutup sama sekali","-","Tidak ada Instalasi Pengolahan Air Lindi (IPAL) di TPA","-","TIDAK ADA","-","-"]
[null,2021,2,"Kalimantan Barat","Kab. Sanggau","TPA Kembayan","TPA Pemda (Non Regional)","A",328.5,328.5,0,0,0,0,"Kembayan",null,null,"Pemda DATI II",0,"Open Dumping","-","-",4000,"Manual Book","Ada tapi sedang rusak","Tidak ditutup sama sekali","-","Tidak ada Instalasi Pengolahan Air Lindi (IPAL) di TPA","-","TIDAK ADA","-","-"]
[null,2021,2,"Kalimantan Barat","Kab. Sanggau","TPA Sosok","TPA Pemda (Non Regional)","A",795.7,795.7,0,0,0,0,"Sosok",null,null,"Pemda DATI II",0,"Open Dumping","-","-",5000,"Manual Book","Tidak Ada","Tidak ditutup sama sekali","-","Tidak ada Instalasi Pengolahan Air Lindi (IPAL) di TPA","-","TIDAK ADA","-","-"]
[null,2021,2,"Kalimantan Barat","Kab. Sanggau","TPA Tanjak Mulung","TPA Pemda (Non Regional)","A",1058.5,1058.5,0,0,0,0,"Meliau",null,null,"Pemda DATI II",0,"Open Dumping","-","-",15000,"Manual Book","Tidak Ada","Tidak ditutup sama sekali","-","Tidak ada Instalasi Pengolahan Air Lindi (IPAL) di TPA","-","TIDAK ADA","-","-"]
[null,2021,2,"Kalimantan Barat","Kab. Sanggau","TPA Bodok","TPA Pemda (Non Regional)","A",131.4,131.4,0,0,0,0,"Bodok",null,null,"Pemda DATI II",0,"Open Dumping","-","-","-","Manual Book","Tidak Ada","Tidak ditutup sama sekali","-","Tidak ada Instalasi Pengolahan Air Lindi (IPAL) di TPA","-","TIDAK ADA","-","-"]
[null,2021,2,"Kalimantan Barat","Kab. Sanggau","TPA Sungai Setia","TPA Pemda (Non Regional)","A",131.4,131.4,0,0,0,0,"Kecamatan Toba",null,null,"Pemda DATI II",0,"Open Dumping","-","-",10000,"Manual Book","Tidak Ada","Tidak ditutup sama sekali","-","Tidak ada Instalasi Pengolahan Air Lindi (IPAL) di TPA","-","TIDAK ADA","-","-"]
[null,2021,2,"Kalimantan Barat","Kab. Sanggau","TPA Sungai Kosak","TPA Pemda (Non Regional)","A",13997.75,13815.25,0,0,182.5,0,"Jl. Aster","Sungai Sengkuang","Kapuas","Pemda DATI II",4.5,"Open Dumping",1994,"-",20085,"Manual Book","Tidak Ada","Tidak ditutup sama sekali","-","Tidak ada Instalasi Pengolahan Air Lindi (IPAL) di TPA","-","TIDAK ADA","-","-"]
[null,2021,2,"Kalimantan Barat","Kab. Melawi","TPA NANGA PINOH","TPA Pemda (Non Regional)","A",11924.55,11716.5,0,0,208.05,0,"Jl. TPA RT/RW 010/002 Dusun Sungai Putih","TANJUNG  TENGANG","NANGA PINOH","Pemda DATI II",98,"Open Dumping",1992,"-",10000,"Manual Book","Tidak Ada","Tidak ditutup sama sekali",4,"Tidak ada Instalasi Pengolahan Air Lindi (IPAL) di TPA","-","TIDAK ADA","-","-"]
[null,2021,2,"Kalimantan Barat","Kota Pontianak","TPA BATU LAYANG","TPA Pemda (Non Regional)","A",109500,109500,0,0,0,0,"Jalan Kebangkitan Nasional","Batu Layang","Pontianak Utara","Pemda DATI II",26,"Open Dumping",1997,"-",10656.76,"Otomatis Komputerisasi (Aplikasi Khusus TPA)","Ada dan berfungsi dengan baik","Setahun Sekali",12,"Ada, Instalasi Pengolahan Air Lindi (IPAL) di TPA berupa kolam pengendapan dan proses biologi, masih berfungsi baik dan terawat.","-","ADA","-","-"]
[null,2021,2,"Kalimantan Barat","Kota Singkawang","TPA WONOSARI","TPA Pemda (Non Regional)","A",16855.5,16758.75,33.32,31.72,31.72,0,"Jl Wonosari","Roban","Singkawang Tengah","Pemda DATI II",9.77,"Control Landfill",20071212,"-",11921,"Manual Book","Ada dan berfungsi dengan baik","Tiga atau Empat Bulan Sekali",2,"Ada, Instalasi Pengolahan Air Lindi (IPAL) di TPA hanya berupa kolam pengendapan saja tanpa proses biologi atau proses kimia, masih berfungsi baik dan terawat.","-","ADA","Tidak ada. Gas Metana dibakar.","-"]
[null,2021,2,"Kalimantan Tengah","Kab. Kapuas","TPA HANDEL PALINGET","TPA Pemda (Non Regional)","A",8760,8616.2999999999993,31.68,112.02,0,0,"Jl. Pemuda KM. 7,5","Selat Utara","Selat","Pemda DATI II",11.5,"Control Landfill","30 Desember 2016","-",7000,"Kombinasi timbangan dengan Komputer (excel / tidak otomatis)","Ada dan berfungsi dengan baik","Tiga hari sekali atau seminggu dua kali",1,"Ada, Instalasi Pengolahan Air Lindi (IPAL) di TPA hanya berupa kolam pengendapan saja tanpa proses biologi atau proses kimia, masih berfungsi baik dan terawat.","-","ADA","Untuk Bahan Bakar","-"]
[null,2021,2,"Kalimantan Tengah","Kab. Barito Utara","TPA KM 13","TPA Pemda (Non Regional)","A",16060,15841,36.5,0,182.5,0,"Jl. Negara Muara Teweh - Puruk Cahu Km.13","Desa Ipu","Lahei","Pemda DATI II",5,"Control Landfill","1-1-2017",2022,12000,"Kombinasi timbangan dengan Komputer (excel / tidak otomatis)","Tidak Ada","Tujuh hari sekali atau Seminggu Sekali",2,"Ada, Instalasi Pengolahan Air Lindi (IPAL) di TPA hanya berupa kolam pengendapan saja tanpa proses biologi atau proses kimia, masih berfungsi baik dan terawat.","-","ADA","Tidak ada. Gas Metana dibakar.","-"]
[null,2021,2,"Kalimantan Tengah","Kab. Seruyan","TPA PEMATANG PANJANG","TPA Pemda (Non Regional)","A",4336.2,4336.2,0,0,0,0,"Jl. Raya Kuala Pembuang - Sampit KM 7","PEMATANG PANJANG","SERUYAN HILIR TIMUR","Pemda DATI II",7,"Sanitary Landfill",2011,"-",8000,"Manual Book","Tidak Ada","Tidak ditutup sama sekali","-","Tidak ada Instalasi Pengolahan Air Lindi (IPAL) di TPA","-","TIDAK ADA","Tidak ada. Gas Metana dibakar.","-"]
[null,2021,2,"Kalimantan Tengah","Kab. Seruyan","TPA PEMATANG PANJANG","TPA Pemda (Non Regional)","A",4336.2,4336.2,0,0,0,0,"Jl. Raya Kuala Pembuang - Sampit KM 7","PEMATANG PANJANG","SERUYAN HILIR TIMUR","Pemda DATI II",7,"Sanitary Landfill",2011,"-",8000,"Manual Book","Tidak Ada","Tidak ditutup sama sekali","-","Tidak ada Instalasi Pengolahan Air Lindi (IPAL) di TPA","-","TIDAK ADA","Tidak ada. Gas Metana dibakar.","-"]
[null,2021,2,"Kalimantan Tengah","Kab. Gunung Mas","TPA KUALA KURUN","TPA Pemda (Non Regional)","A",2846.27,2846.27,0,0,0,0,"JALAN KURUN - TEWAH KM. 10","KUALA KURUN","KURUN","Pemda DATI II",12.92,"Control Landfill","-","-",20000,"Manual Book","Tidak Ada","Setahun Sekali","-","Tidak ada Instalasi Pengolahan Air Lindi (IPAL) di TPA","-","TIDAK ADA","-","-"]
[null,2021,2,"Kalimantan Tengah","Kab. Pulang Pisau","TPA Desa Gohong","TPA Pemda (Non Regional)","A",1546.78,1546.78,0,0,0,0,"Jl. Trans Kalimantan",null,null,"Pemda DATI II",6.43,"Open Dumping",2010,2029,13050,"Manual Book","Tidak Ada","Tidak ditutup sama sekali","-","Tidak ada Instalasi Pengolahan Air Lindi (IPAL) di TPA","-","TIDAK ADA","-","-"]
[null,2021,2,"Kalimantan Tengah","Kab. Pulang Pisau","TPA Desa Gohong","TPA Pemda (Non Regional)","A",1546.78,1546.78,0,0,0,0,"Jl. Trans Kalimantan",null,null,"Pemda DATI II",6.43,"Open Dumping",2010,2029,13050,"Manual Book","Tidak Ada","Tidak ditutup sama sekali","-","Tidak ada Instalasi Pengolahan Air Lindi (IPAL) di TPA","-","TIDAK ADA","-","-"]
[null,2021,2,"Kalimantan Tengah","Kab. Barito Timur","TPA Lenggang","TPA Pemda (Non Regional)","A",1394.3,1394.3,0,0,0,0,"Lenggang","Lenggang","Raren Batuah","Pemda DATI II",1.2,"Open Dumping",2010,"-",12000,"Manual Book","Tidak Ada","Tiga atau Empat Bulan Sekali","-","Tidak ada Instalasi Pengolahan Air Lindi (IPAL) di TPA","-","ADA","-","-"]
[null,2021,2,"Kalimantan Tengah","Kab. Barito Timur","TPA Luaw Benawa","TPA Pemda (Non Regional)","A",2343.3000000000002,2343.3000000000002,0,0,0,0,"Murutuwu","Murutuwu","Paju Epat","Pemda DATI II",2.2000000000000002,"Open Dumping",2008,"-",6000,"Manual Book","Tidak Ada","Tidak ditutup sama sekali","-","Tidak ada Instalasi Pengolahan Air Lindi (IPAL) di TPA","-","ADA","-","-"]
[null,2021,2,"Kalimantan Tengah","Kota Palangkaraya","TPA KM.14","TPA Pemda (Non Regional)","A",39702.51,39118.51,36.5,0,547.5,0,"Tjilik Riwut Km. 14","Bukit Tunggal","Jekan Raya","Pemda DATI II",10,"Control Landfill",2000,20,34.299999999999997,"Kombinasi timbangan dengan Komputer (excel / tidak otomatis)","Ada dan berfungsi dengan baik","Sebulan sekali",1,"Ada, Instalasi Pengolahan Air Lindi (IPAL) di TPA hanya berupa kolam pengendapan saja tanpa proses biologi atau proses kimia, masih berfungsi baik dan terawat.",4,"ADA","Tidak ada. Gas Metana dibakar.","-"]
[null,2021,2,"Kalimantan Selatan","Kab. Tanah Laut","TPA Bakunci","TPA Pemda (Non Regional)","A",28470,24820,1825,1095,730,0,"Jl. Raya Taskisung","Karang Taruna","Pelaihari","Pemda DATI II",13,"Control Landfill",2007,"-",5,"Kombinasi timbangan dengan Komputer (excel / tidak otomatis)","Ada dan berfungsi dengan baik","Tiga hari sekali atau seminggu dua kali",2,"Ada, Instalasi Pengolahan Air Lindi (IPAL) di TPA berupa kolam pengendapan dan proses biologi serta proses kimia, masih berfungsi baik dan terawat.",2,"ADA","Untuk Bahan Bakar","-"]
[null,2021,2,"Kalimantan Selatan","Kab. Tanah Laut","TPA Bakunci","TPA Pemda (Non Regional)","A",28470,24820,1825,1095,730,0,"Jl. Raya Taskisung","Karang Taruna","Pelaihari","Pemda DATI II",13,"Control Landfill",2007,"-",5,"Kombinasi timbangan dengan Komputer (excel / tidak otomatis)","Ada dan berfungsi dengan baik","Tiga hari sekali atau seminggu dua kali",2,"Ada, Instalasi Pengolahan Air Lindi (IPAL) di TPA berupa kolam pengendapan dan proses biologi serta proses kimia, masih berfungsi baik dan terawat.",2,"ADA","Untuk Bahan Bakar","-"]
[null,2021,2,"Kalimantan Selatan","Kab. Kotabaru","TPA SUNGUP","TPA Pemda (Non Regional)","A",34156.699999999997,34156.699999999997,0,0,0,0,"JL. Raya Tj. Serdang KM..45","Sungup","Pulau Laut Tengah","Pemda DATI II",20,"Open Dumping",2012,"-",9000,"Manual Book","Tidak Ada","Tidak ditutup sama sekali",2,"Ada, Instalasi Pengolahan Air Lindi (IPAL) di TPA hanya berupa kolam pengendapan saja tanpa proses biologi atau proses kimia, masih berfungsi baik dan terawat.",2,"ADA","-","-"]
[null,2021,2,"Kalimantan Selatan","Kab. Barito Kuala","TPA Tabing Rimbah","TPA Pemda (Non Regional)","A",15877.5,8504.5,6570,547.5,255.5,0,"Jalan TPA Tabing Rimbah","Tabing Rimbah","Mandastana","Lainnya",16,"Control Landfill","3-10-2010",2021,1,"Otomatis Komputerisasi (Aplikasi Khusus TPA)","Ada dan berfungsi dengan baik","Tiga hari sekali atau seminggu dua kali",5,"Ada, Instalasi Pengolahan Air Lindi (IPAL) di TPA berupa kolam pengendapan dan proses biologi serta proses kimia, masih berfungsi baik dan terawat.",2,"ADA","Tidak ada. Melepas gas Metana ke udara.","-"]
[null,2021,2,"Kalimantan Selatan","Kab. Barito Kuala","TPA Tabing Rimbah","TPA Pemda (Non Regional)","A",15877.5,8504.5,6570,547.5,255.5,0,"Jalan TPA Tabing Rimbah","Tabing Rimbah","Mandastana","Lainnya",16,"Control Landfill","3-10-2010",2021,1,"Otomatis Komputerisasi (Aplikasi Khusus TPA)","Ada dan berfungsi dengan baik","Tiga hari sekali atau seminggu dua kali",5,"Ada, Instalasi Pengolahan Air Lindi (IPAL) di TPA berupa kolam pengendapan dan proses biologi serta proses kimia, masih berfungsi baik dan terawat.",2,"ADA","Tidak ada. Melepas gas Metana ke udara.","-"]
[null,2021,2,"Kalimantan Selatan","Kab. Tapin","TPA HATIWIN","TPA Pemda (Non Regional)","A",15877.5,14910.25,438,255.5,273.75,0,"Jalan Antang","Desa Hatiwin","Tapin Selatan","Pemda DATI II",8,"Control Landfill","1-01-2013",2023,600,"Otomatis Komputerisasi (Aplikasi Khusus TPA)","Ada dan berfungsi dengan baik","Tiga hari sekali atau seminggu dua kali",4,"Ada, Instalasi Pengolahan Air Lindi (IPAL) di TPA berupa kolam pengendapan dan proses biologi, masih berfungsi baik dan terawat.",4,"ADA","Tidak ada. Melepas gas Metana ke udara.","-"]
[null,2021,2,"Kalimantan Selatan","Kab. Hulu Sungai Selatan","TPA MALUTU","TPA Pemda (Non Regional)","A",15837.35,15289.85,182.5,91.25,273.75,0,"PAHARUANGAN 4","SEI RAYA SELATAN","SUNGAI RAYA","Pemda DATI II",9,"Control Landfill","1-01-2020",2025,1500,"Kombinasi timbangan dengan Komputer (excel / tidak otomatis)","Ada dan berfungsi dengan baik","Setiap hari",3,"Ada, Instalasi Pengolahan Air Lindi (IPAL) di TPA berupa kolam pengendapan dan proses biologi serta proses kimia, masih berfungsi baik dan terawat.",2,"TIDAK ADA","Tidak ada. Melepas gas Metana ke udara.","-"]
[null,2021,2,"Kalimantan Selatan","Kab. Hulu Sungai Selatan","TPA MALUTU","TPA Pemda (Non Regional)","A",15837.35,15289.85,182.5,91.25,273.75,0,"PAHARUANGAN 4","SEI RAYA SELATAN","SUNGAI RAYA","Pemda DATI II",9,"Control Landfill","1-01-2020",2025,1500,"Kombinasi timbangan dengan Komputer (excel / tidak otomatis)","Ada dan berfungsi dengan baik","Setiap hari",3,"Ada, Instalasi Pengolahan Air Lindi (IPAL) di TPA berupa kolam pengendapan dan proses biologi serta proses kimia, masih berfungsi baik dan terawat.",2,"TIDAK ADA","Tidak ada. Melepas gas Metana ke udara.","-"]
[null,2021,2,"Kalimantan Selatan","Kab. Hulu Sungai Tengah","TPA TELANG","TPA Pemda (Non Regional)","A",20378.32,20097.27,91.25,127.75,62.05,0,"Jl. Ahmad Yani RT. 06 / RW.03","TELANG","BATANG ALAI UTARA","Pemda DATI II",20,"Control Landfill","31 Desember 1990",2022,17,"Kombinasi timbangan dengan Komputer (excel / tidak otomatis)","Ada dan berfungsi dengan baik","Tujuh hari sekali atau Seminggu Sekali",3,"Ada, Instalasi Pengolahan Air Lindi (IPAL) di TPA hanya berupa kolam pengendapan saja tanpa proses biologi atau proses kimia, masih berfungsi baik dan terawat.",4,"ADA","Untuk Bahan Bakar","-"]
[null,2021,2,"Kalimantan Selatan","Kab. Hulu Sungai Utara","TPA TEBING LIRING","TPA Pemda (Non Regional)","A",24779.85,23027.85,273.75,54.75,1423.5,0,"Jln. Guntung - lampihong","Desa Tabing Lering","Amuntai Utara","Pemda DATI II",70,"Sanitary Landfill","01 Mei 2008","-",30000,"Kombinasi timbangan dengan Komputer (excel / tidak otomatis)","Ada dan berfungsi dengan baik","Tiga hari sekali atau seminggu dua kali",3,"Ada, Instalasi Pengolahan Air Lindi (IPAL) di TPA hanya berupa kolam pengendapan saja tanpa proses biologi atau proses kimia, masih berfungsi baik dan terawat.",4,"ADA","Tidak ada. Melepas gas Metana ke udara.","-"]
[null,2021,2,"Kalimantan Selatan","Kab. Tabalong","TPA Sanitary Landfill Desa Bongkang","TPA Pemda (Non Regional)","A",21918.25,21818.97,30.66,68.62,0,0,"Jl. Trans Bongkang RT 7","Desa Bongkang","Haruai","Pemda DATI II",12,"Sanitary Landfill","13 Januari 2020",2036,1000,"Otomatis Komputerisasi (Aplikasi Khusus TPA)","Ada dan berfungsi dengan baik","Setiap hari",2,"Ada, Instalasi Pengolahan Air Lindi (IPAL) di TPA hanya berupa kolam pengendapan saja tanpa proses biologi atau proses kimia, masih berfungsi baik dan terawat.",255,"ADA","Tidak ada. Melepas gas Metana ke udara.","-"]
[null,2021,2,"Kalimantan Selatan","Kab. Tanah Bumbu","TPA Sungai Dua","TPA Pemda (Non Regional)","A",17909.09,17834.63,0,0,74.459999999999994,0,"Jl Raya serongga","Sungai Dua","Simpang Empat","Pemda DATI II",8,"Control Landfill",2011,2020,20000,"Kombinasi timbangan dengan Komputer (excel / tidak otomatis)","Ada dan berfungsi dengan baik","Tiga hari sekali atau seminggu dua kali",2,"Ada, Instalasi Pengolahan Air Lindi (IPAL) di TPA berupa kolam pengendapan dan proses biologi, masih berfungsi baik dan terawat.",2,"ADA","Untuk Bahan Bakar",11]
[null,2021,2,"Kalimantan Selatan","Kab. Tanah Bumbu","TPA Satui","TPA Pemda (Non Regional)","A",15096.04,15021.58,0,0,74.459999999999994,0,"Jombang","Sinar Bulan","Satui","Pemda DATI II",2,"Open Dumping",2011,"-",20000,"Kombinasi timbangan dengan Komputer (excel / tidak otomatis)","-","Tiga atau Empat Bulan Sekali","-","Tidak ada Instalasi Pengolahan Air Lindi (IPAL) di TPA","-","TIDAK ADA","-","-"]
[null,2021,2,"Kalimantan Selatan","Kab. Tanah Bumbu","TPA Betung","TPA Pemda (Non Regional)","A",10441.92,10441.92,0,0,0,0,"Betung","Betung","Kusan Hilir","Pemda DATI II",2,"Open Dumping",2011,"-",20000,"Manual Book","Tidak Ada","Tiga atau Empat Bulan Sekali","-","Tidak ada Instalasi Pengolahan Air Lindi (IPAL) di TPA","-","TIDAK ADA","-","-"]
[null,2021,2,"Kalimantan Selatan","Kab. Balangan","TPA BATU MERAH","TPA Pemda (Non Regional)","A",14308,13758.68,0,1.83,547.5,0,"Jl. Sutera Ali Adul, RT 03 Desa Batu Merah","BATU MERAH","LAMPIHONG","Pemda DATI II",9.84,"Control Landfill",1982,2035,24750,"Kombinasi timbangan dengan Komputer (excel / tidak otomatis)","Ada dan berfungsi dengan baik","Tujuh hari sekali atau Seminggu Sekali",3,"Ada, Instalasi Pengolahan Air Lindi (IPAL) di TPA hanya berupa kolam pengendapan saja tanpa proses biologi atau proses kimia, masih berfungsi baik dan terawat.",2,"ADA","Untuk Bahan Bakar",1]
[null,2021,2,"Kalimantan Selatan","Kota Banjarmasin","TPA BASIRIH","TPA Pemda (Non Regional)","A",136510,134940.5,0,0,1569.5,10,"JL. Gub Soebardjo 26 / 06","Basirih Selatan","Banjarmasin Selatan","Lainnya",39.5,"Control Landfill","24-02-2000",2016,167408,"Kombinasi timbangan dengan Komputer (excel / tidak otomatis)","Ada dan berfungsi dengan baik","Dua minggu sekali",3,"Ada, Instalasi Pengolahan Air Lindi (IPAL) di TPA berupa kolam pengendapan dan proses biologi, masih berfungsi baik dan terawat.",12,"ADA","Tidak ada. Melepas gas Metana ke udara.",10]
[null,2021,2,"Kalimantan Timur","Kab. Paser","TPA KM7 JANJU","TPA Pemda (Non Regional)","A",25447.8,24298.05,0,0,1149.75,0,"Jl. Negara Km. 7","JANJU","Grogot","Pemda DATI II",15.4,"Control Landfill","1-1-2010",2020,10000,"Kombinasi timbangan dengan Komputer (excel / tidak otomatis)","Ada dan berfungsi dengan baik","Dua minggu sekali",2,"Ada, Instalasi Pengolahan Air Lindi (IPAL) di TPA berupa kolam pengendapan dan proses biologi, masih berfungsi baik dan terawat.",2,"ADA","Tidak ada. Gas Metana dibakar.","-"]
[null,2021,2,"Kalimantan Timur","Kab. Paser","TPA KM7 JANJU","TPA Pemda (Non Regional)","A",25447.8,24298.05,0,0,1149.75,0,"Jl. Negara Km. 7","JANJU","Grogot","Pemda DATI II",15.4,"Control Landfill","1-1-2010",2020,10000,"Kombinasi timbangan dengan Komputer (excel / tidak otomatis)","Ada dan berfungsi dengan baik","Dua minggu sekali",2,"Ada, Instalasi Pengolahan Air Lindi (IPAL) di TPA berupa kolam pengendapan dan proses biologi, masih berfungsi baik dan terawat.",2,"ADA","Tidak ada. Gas Metana dibakar.","-"]
[null,2021,2,"Kalimantan Timur","Kab. Kutai Kartanegara","TPA Kec. Kembang Janggut","TPA Pemda (Non Regional)","A",3525.21,3525.21,0,0,0,0,"Desa Kembang Janggut","Kembang Janggut","Kembang janggut","Pemda DATI II",3,"Open Dumping",2019,"-","-","Manual Book","Tidak Ada","Setahun Sekali","-","-","-","TIDAK ADA","-","-"]
[null,2021,2,"Kalimantan Timur","Kab. Kutai Kartanegara","TPA Kec. Muara Badak","TPA Pemda (Non Regional)","A",4564.22,4564.22,0,0,0,0,"Desa Tanah Datar","Desa Tanah datar","Muara Badak","Pemda DATI II",10,"Open Dumping","-","-",20000,"Manual Book","Tidak Ada","-","-","Tidak ada Instalasi Pengolahan Air Lindi (IPAL) di TPA","-","TIDAK ADA","-","-"]
[null,2021,2,"Kalimantan Timur","Kab. Kutai Kartanegara","TPA Kec. Samboja","TPA Pemda (Non Regional)","A",9685.02,9685.02,0,0,0,0,"Desa Sungai Merdeka","Sungai Merdeka","Samboja","Pemda DATI II",40,"Open Dumping",2019,"-",20000,"Manual Book","Tidak Ada","Setahun Sekali","-","Tidak ada Instalasi Pengolahan Air Lindi (IPAL) di TPA","-","ADA","-","-"]
[null,2021,2,"Kalimantan Timur","Kab. Kutai Kartanegara","TPA Kec. Loa Janan","TPA Pemda (Non Regional)","A",6679.32,6679.32,0,0,0,0,"Jalan Putat","Loa Duri Ilir","Loa Janan","Pemda DATI II",3.6,"Open Dumping",2020,"-","-","Manual Book","Tidak Ada","Setahun Sekali","-","-","-","TIDAK ADA","-","-"]
[null,2021,2,"Kalimantan Timur","Kab. Kutai Kartanegara","TPA Kec. Kota Bangun","TPA Pemda (Non Regional)","A",12492.82,12492.82,0,0,0,0,"Desa Loleng Kecamatan Kota bangun","Desa Loleng","Kota Bangun","Pemda DATI II",4.38,"Open Dumping",2020,"-",300,"Manual Book","Tidak Ada","-","-","Tidak ada Instalasi Pengolahan Air Lindi (IPAL) di TPA","-","ADA","-","-"]
[null,2021,2,"Kalimantan Timur","Kab. Kutai Kartanegara","TPA Bekotok","TPA Pemda (Non Regional)","A",19399.79,19399.79,0,0,0,0,"Jln Triu","Loa Ipuh","Tenggarong","Pemda DATI II",5,"Control Landfill",1993,"-",300,"Kombinasi timbangan dengan Komputer (excel / tidak otomatis)","Ada tapi sedang rusak","Tiga atau Empat Bulan Sekali",1,"Ada, Instalasi Pengolahan Air Lindi (IPAL) di TPA berupa kolam pengendapan dan proses biologi serta proses kimia, masih berfungsi baik dan terawat.",22,"ADA","Untuk Bahan Bakar","-"]
[null,2021,2,"Kalimantan Timur","Kab. Kutai Kartanegara","TPA Kec. Kembang Janggut","TPA Pemda (Non Regional)","A",3525.21,3525.21,0,0,0,0,"Desa Kembang Janggut","Kembang Janggut","Kembang janggut","Pemda DATI II",3,"Open Dumping",2019,"-","-","Manual Book","Tidak Ada","Setahun Sekali","-","-","-","TIDAK ADA","-","-"]
[null,2021,2,"Kalimantan Timur","Kab. Kutai Kartanegara","TPA Kec. Muara Badak","TPA Pemda (Non Regional)","A",4564.22,4564.22,0,0,0,0,"Desa Tanah Datar","Desa Tanah datar","Muara Badak","Pemda DATI II",10,"Open Dumping","-","-",20000,"Manual Book","Tidak Ada","-","-","Tidak ada Instalasi Pengolahan Air Lindi (IPAL) di TPA","-","TIDAK ADA","-","-"]
[null,2021,2,"Kalimantan Timur","Kab. Kutai Kartanegara","TPA Kec. Samboja","TPA Pemda (Non Regional)","A",9685.02,9685.02,0,0,0,0,"Desa Sungai Merdeka","Sungai Merdeka","Samboja","Pemda DATI II",40,"Open Dumping",2019,"-",20000,"Manual Book","Tidak Ada","Setahun Sekali","-","Tidak ada Instalasi Pengolahan Air Lindi (IPAL) di TPA","-","ADA","-","-"]
[null,2021,2,"Kalimantan Timur","Kab. Kutai Kartanegara","TPA Kec. Loa Janan","TPA Pemda (Non Regional)","A",6679.32,6679.32,0,0,0,0,"Jalan Putat","Loa Duri Ilir","Loa Janan","Pemda DATI II",3.6,"Open Dumping",2020,"-","-","Manual Book","Tidak Ada","Setahun Sekali","-","-","-","TIDAK ADA","-","-"]
[null,2021,2,"Kalimantan Timur","Kab. Kutai Kartanegara","TPA Kec. Kota Bangun","TPA Pemda (Non Regional)","A",12492.82,12492.82,0,0,0,0,"Desa Loleng Kecamatan Kota bangun","Desa Loleng","Kota Bangun","Pemda DATI II",4.38,"Open Dumping",2020,"-",300,"Manual Book","Tidak Ada","-","-","Tidak ada Instalasi Pengolahan Air Lindi (IPAL) di TPA","-","ADA","-","-"]
[null,2021,2,"Kalimantan Timur","Kab. Kutai Kartanegara","TPA Bekotok","TPA Pemda (Non Regional)","A",19399.79,19399.79,0,0,0,0,"Jln Triu","Loa Ipuh","Tenggarong","Pemda DATI II",5,"Control Landfill",1993,"-",300,"Kombinasi timbangan dengan Komputer (excel / tidak otomatis)","Ada tapi sedang rusak","Tiga atau Empat Bulan Sekali",1,"Ada, Instalasi Pengolahan Air Lindi (IPAL) di TPA berupa kolam pengendapan dan proses biologi serta proses kimia, masih berfungsi baik dan terawat.",22,"ADA","Untuk Bahan Bakar","-"]
[null,2021,2,"Kalimantan Timur","Kab. Kutai Timur","TPA Batota",null,"A",29200,17155,3650,5475,2920,0,"Jl. Poros Sangatta, Bangalon",null,null,null,0,"Open Dumping","-","-",2000,"Manual Book","Tidak Ada","Tidak ditutup sama sekali",6,"Ada, Instalasi Pengolahan Air Lindi (IPAL) di TPA tetapi sudah rusak atau tidak berfungsi dengan baik dan tidak terawat","-","ADA","Tidak ada. Gas Metana dibakar.","-"]
[null,2021,2,"Kalimantan Timur","Kab. Kutai Timur","TPST SINTAWAKA",null,"A",730,292,182.5,182.5,73,0,"Jln Pendidikan",null,null,null,0,"Open Dumping","-","-",0.2,"Manual Book","Tidak Ada","Tidak ditutup sama sekali","-","Tidak ada Instalasi Pengolahan Air Lindi (IPAL) di TPA","-","TIDAK ADA","-","-"]
[null,2021,2,"Kalimantan Timur","Kab. Kutai Timur","TPA Batota","TPA Pemda (Non Regional)","A",24090,20075,1825,1460,730,0,"Jl. Poros Sangatta, Bangalon","Bangalon","Sangatan Utara","Pemda DATI II",14,"Open Dumping","28-12-2010","-",15000,"Manual Book","Tidak Ada","-",6,"Ada, Instalasi Pengolahan Air Lindi (IPAL) di TPA hanya berupa kolam pengendapan saja tanpa proses biologi atau proses kimia, masih berfungsi baik dan terawat.","-","ADA","Tidak ada. Gas Metana dibakar.","-"]
[null,2021,2,"Kalimantan Timur","Kab. Penajam Paser Utara","TPA Buluminung","TPA Pemda (Non Regional)","A",20330.5,19853.34,182.5,46.83,247.84,0,"Buluminung","Buluminung","Penajam","Pemda DATI II",18.899999999999999,"Control Landfill","10 Februari 2012","-",11559,"Kombinasi timbangan dengan Komputer (excel / tidak otomatis)","Ada dan berfungsi dengan baik","Tujuh hari sekali atau Seminggu Sekali",4,"Ada, Instalasi Pengolahan Air Lindi (IPAL) di TPA hanya berupa kolam pengendapan saja tanpa proses biologi atau proses kimia, masih berfungsi baik dan terawat.",2,"ADA","Tidak ada. Gas Metana dibakar.","-"]
[null,2021,2,"Kalimantan Timur","Kab. Penajam Paser Utara","TPA Buluminung","TPA Pemda (Non Regional)","A",20330.5,19853.34,182.5,46.83,247.84,0,"Buluminung","Buluminung","Penajam","Pemda DATI II",18.899999999999999,"Control Landfill","10 Februari 2012","-",11559,"Kombinasi timbangan dengan Komputer (excel / tidak otomatis)","Ada dan berfungsi dengan baik","Tujuh hari sekali atau Seminggu Sekali",4,"Ada, Instalasi Pengolahan Air Lindi (IPAL) di TPA hanya berupa kolam pengendapan saja tanpa proses biologi atau proses kimia, masih berfungsi baik dan terawat.",2,"ADA","Tidak ada. Gas Metana dibakar.","-"]
[null,2021,2,"Kalimantan Timur","Kota Balikpapan","UPTD TPA Sampah Manggar","TPA Pemda (Non Regional)","A",135287.25,134192.25,1095,0,0,0.02,"Jln. Proklamasi 36",null,null,"Pemda DATI II",0,"Sanitary Landfill","-","-",79000,"Otomatis Komputerisasi (Aplikasi Khusus TPA)","Ada dan berfungsi dengan baik","Setiap hari",1,"Ada, Instalasi Pengolahan Air Lindi (IPAL) di TPA hanya berupa kolam pengendapan saja tanpa proses biologi atau proses kimia, masih berfungsi baik dan terawat.",4,"ADA","Untuk Bahan Bakar",114]
[null,2021,2,"Kalimantan Timur","Kota Samarinda","TPA Sambutan","TPA Pemda (Non Regional)","A",68539.7,68514.149999999994,25.55,0,0,0,"Jl. Pelita VII","Sambutan","Sambutan","Pemda DATI II",30,"Control Landfill",2013,"-",23226,"Kombinasi timbangan dengan Komputer (excel / tidak otomatis)","Ada tapi sedang rusak","Dua minggu sekali",2,"Ada, Instalasi Pengolahan Air Lindi (IPAL) di TPA tetapi sudah rusak atau tidak berfungsi dengan baik dan tidak terawat","-","ADA","Tidak ada. Gas Metana dibakar.","-"]
[null,2021,2,"Kalimantan Timur","Kota Samarinda","TPA Bukit Pinang","TPA Pemda (Non Regional)","A",102809.55,71631.25,28225.45,0,2952.85,0,"Jl. P. Suryanata","Sungai Pinang","Samarinda Ulu","Pemda DATI II",10,"Open Dumping",1995,2013,90000,"Manual Book","Tidak Ada","-",1,"Ada, Instalasi Pengolahan Air Lindi (IPAL) di TPA tetapi sudah rusak atau tidak berfungsi dengan baik dan tidak terawat","-","ADA","-","-"]
[null,2021,2,"Kalimantan Timur","Kota Bontang","TPA Bontang Lestari","TPA Pemda (Non Regional)","A",29886.2,29871.599999999999,14.6,0,0,0,"Jl. Pramuka 1 kelurahan Bontang lestari","Bontang Lestari","Bontang Lestari","Pemda DATI II",15,"Sanitary Landfill",2008,2020,25,"Kombinasi timbangan dengan Komputer (excel / tidak otomatis)","Ada dan berfungsi dengan baik","Tiga hari sekali atau seminggu dua kali",2,"Ada, Instalasi Pengolahan Air Lindi (IPAL) di TPA berupa kolam pengendapan dan proses biologi serta proses kimia, masih berfungsi baik dan terawat.",12,"ADA","Untuk Bahan Bakar",74]
[null,2021,2,"Kalimantan Utara","Kab. Nunukan","TPA Tanjung Harapan","TPA Pemda (Non Regional)","A",5440.18,5410.56,11.84,17.78,0,0,"Jl. Mamolo Tg Harapan","Tanjung Harapan","Nunukan Selatan","Pemda DATI II",10.6,"Control Landfill","01/03/2013",2031,6400,"Manual Book","Ada tapi sedang rusak","Setiap hari",3,"Ada, Instalasi Pengolahan Air Lindi (IPAL) di TPA berupa kolam pengendapan dan proses biologi, masih berfungsi baik dan terawat.",2,"ADA","Tidak ada. Gas Metana dibakar.","-"]
[null,2021,2,"Kalimantan Utara","Kab. Tana Tidung","TPA","TPA Pemda (Non Regional)","A",3562.4,3562.4,0,0,0,0,"LImbu Sedulun",null,null,"Pemda DATI II",20,"Sanitary Landfill","-","-",10,"Manual Book","Tidak Ada","Tiga atau Empat Bulan Sekali","-","Ada, Instalasi Pengolahan Air Lindi (IPAL) di TPA berupa kolam pengendapan dan proses biologi, masih berfungsi baik dan terawat.","-","ADA","-","-"]
[null,2021,2,"Sulawesi Utara","Kab. Kepulauan Sangihe","TPA SANTIAGO","TPA Pemda (Non Regional)","A",11442.75,11435.09,0.37,3.65,3.65,0,"KELURAHAN SANTIAGO","SANTIAGO","TAHUNA","Pemda DATI II",62,"Control Landfill",2014,"-",10000,"Manual Book","Tidak Ada","Dua minggu sekali",1,"Ada, Instalasi Pengolahan Air Lindi (IPAL) di TPA hanya berupa kolam pengendapan saja tanpa proses biologi atau proses kimia, masih berfungsi baik dan terawat.",1,"ADA","Tidak ada. Gas Metana dibakar.","-"]
[null,2021,2,"Sulawesi Utara","Kab. Minahasa Selatan","TPA Mobongo","TPA Pemda (Non Regional)","A",8760,7701.5,146,511,401.5,0,"Jln. Trans Sulawesi","Kawangkoan Bawah","Amurang Barat","Pemda DATI II",0,"Control Landfill","-","-",5500,"Manual Book","Ada tapi sedang rusak","Tidak ditutup sama sekali","-","Ada, Instalasi Pengolahan Air Lindi (IPAL) di TPA hanya berupa kolam pengendapan saja tanpa proses biologi atau proses kimia, masih berfungsi baik dan terawat.","-","ADA","-","-"]
[null,2021,2,"Sulawesi Utara","Kab. Minahasa Tenggara","TPA MINAHASA TENGGARA","TPA Pemda (Non Regional)","A",7957,7906.26,10.95,6.94,32.85,0,"PERKEBUNAN PATEWAN","WAWALI PASAN","RATAHAN","Pemda DATI II",5,"Control Landfill","10 MEI 2016",2030,6847,"Manual Book","Tidak Ada","Tujuh hari sekali atau Seminggu Sekali",2,"Tidak ada Instalasi Pengolahan Air Lindi (IPAL) di TPA","-","ADA","Tidak ada. Gas Metana dibakar.","-"]
[null,2021,2,"Sulawesi Utara","Kab. Bolaang Mongondow Utara","TPA Bolaang Mongondow Utara","TPA Pemda (Non Regional)","A",3650,3650,0,0,0,0,"Komus Dua Tim., Kaidipang, Kabupaten Bolaang Mongondow Utara, Sulawesi Utara","komus Dua Timur","Kaidipang","Pemda DATI II",0,"Control Landfill","-","-","-","Manual Book","Tidak Ada","Sebulan sekali",1,"-","-","ADA","-","-"]
[null,2021,2,"Sulawesi Utara","Kab. Bolaang Mongondow Selatan","TPA PINOLANTUNGAN","TPA Pemda (Non Regional)","A",1496.5,1489.2,7.3,0,0,0,"Desa Pinolantugan","Pinolantugan","Bolaang uki","Pemda DATI II",389,"Control Landfill","-","-","-","Manual Book","Tidak Ada","Tiga atau Empat Bulan Sekali","-","Tidak ada Instalasi Pengolahan Air Lindi (IPAL) di TPA","-","ADA","-","-"]
[null,2021,2,"Sulawesi Utara","Kota Manado","TPA SUMOMPO","TPA Pemda (Non Regional)","A",89790,87600,365,1095,730,0,"Buha, Mapanget, Manado City, North Sulawesi","BUHA","TUMINTING","Pemda DATI II",13.7,"Open Dumping",1972,"-","-","Manual Book","Ada tapi sedang rusak","Setahun Sekali",2,"Ada, Instalasi Pengolahan Air Lindi (IPAL) di TPA hanya berupa kolam pengendapan saja tanpa proses biologi atau proses kimia, masih berfungsi baik dan terawat.","-","ADA","Tidak ada. Gas Metana dibakar.","-"]
[null,2021,2,"Sulawesi Tengah","Kab. Donggala","TPA Kabonga Besar","TPA Pemda (Non Regional)","A",2956.5,2226.5,365,182.5,182.5,0,"TPA kabonga Besar -","Kelurahan Kabonga Besar","Banawa","Pemda DATI II",3.2,"Control Landfill",2000,2022,20000,"Manual Book","Tidak Ada","Tiga hari sekali atau seminggu dua kali",4,"Ada, Instalasi Pengolahan Air Lindi (IPAL) di TPA berupa kolam pengendapan dan proses biologi serta proses kimia, masih berfungsi baik dan terawat.",1,"ADA","Tidak ada. Gas Metana dibakar.","-"]
[null,2021,2,"Sulawesi Tengah","Kab. Parigi Moutong","TPA JONONUNU","TPA Pemda (Non Regional)","A",6022.5,5956.8,18.25,10.95,36.5,0,"Jl. Salu Petana","Jononunu","PARIGI TENGAH","Pemda DATI II",9.8000000000000007,"Control Landfill",2010,"-",30000,"Manual Book","Tidak Ada","Tiga atau Empat Bulan Sekali",2,"Ada, Instalasi Pengolahan Air Lindi (IPAL) di TPA hanya berupa kolam pengendapan saja tanpa proses biologi atau proses kimia, masih berfungsi baik dan terawat.",1,"ADA","-","-"]
[null,2021,2,"Sulawesi Tengah","Kab. Sigi","TPA Ngatabaru","TPA Pemda (Non Regional)","A",10117.799999999999,9935.2999999999993,0,0,182.5,0,"Desa Ngatabaru","Ngatabaru","Sigi Biromaru","Pemda DATI II",28,"Control Landfill","-","-",250,"Manual Book","Tidak Ada","Tiga hari sekali atau seminggu dua kali",1,"Ada, Instalasi Pengolahan Air Lindi (IPAL) di TPA hanya berupa kolam pengendapan saja tanpa proses biologi atau proses kimia, masih berfungsi baik dan terawat.","-","ADA","Tidak ada. Gas Metana dibakar.","-"]
[null,2021,2,"Sulawesi Tengah","Kab. Banggai Laut","TPA Sampah Tolokibit","TPA Pemda (Non Regional)","A",4215.75,4214.29,0,0,1.46,0,"Desa Tolokibit","Tolokibit","Banggai Selatan","Pemda DATI II",0,"Open Dumping","-","-","-","-","Tidak Ada","Tidak ditutup sama sekali","-","Tidak ada Instalasi Pengolahan Air Lindi (IPAL) di TPA","-","TIDAK ADA","-","-"]
[null,2021,2,"Sulawesi Tengah","Kota Palu","TPA KAWATUNA",null,"A",58400,58327,0,0,73,0,"Jl. Watunjomboko",null,null,null,0,"Sanitary Landfill","-","-",12594.56,"Manual Book","Tidak Ada","Tiga hari sekali atau seminggu dua kali","-","Ada, Instalasi Pengolahan Air Lindi (IPAL) di TPA berupa kolam pengendapan dan proses biologi, masih berfungsi baik dan terawat.","-","TIDAK ADA","-","-"]
[null,2021,2,"Sulawesi Selatan","Kab. Kepulauan Selayar","Kaburu","TPA Pemda (Non Regional)","A",8212.5,6351,36.5,0,1825,0,"Kaburu","Kaburu","Bontomanai","Pemda DATI II",228,"Control Landfill",2007,"-",59,"Manual Book","Tidak Ada","Tiga atau Empat Bulan Sekali",2,"Ada, Instalasi Pengolahan Air Lindi (IPAL) di TPA hanya berupa kolam pengendapan saja tanpa proses biologi atau proses kimia, masih berfungsi baik dan terawat.","-","ADA","Tidak ada. Gas Metana dibakar.","-"]
[null,2021,2,"Sulawesi Selatan","Kab. Bulukumba","TPA BORONG MANEMPA","TPA Pemda (Non Regional)","A",44312.82,42270.1,353.36,0,1689.37,0,"POROS BORONG MANEMPA","POLEWALI","GANTARANG","Pemda DATI II",2.4500000000000002,"Control Landfill",2014,6,9.11,"Otomatis Komputerisasi (Aplikasi Khusus TPA)","Ada tapi sedang rusak","Tiga hari sekali atau seminggu dua kali",2,"Ada, Instalasi Pengolahan Air Lindi (IPAL) di TPA berupa kolam pengendapan dan proses biologi, masih berfungsi baik dan terawat.",2,"ADA","Untuk Bahan Bakar","-"]
[null,2021,2,"Sulawesi Selatan","Kab. Bantaeng","TPA BATU TERANG","TPA Pemda (Non Regional)","A",10121.450000000001,9831.27,34.68,0,255.5,0,"Bonto Salluang","Bonto Salluang","Bissappu","Pemda DATI II",3.2,"Control Landfill","01, 01, 2016","-",9800,"Otomatis Komputerisasi (Aplikasi Khusus TPA)","Ada dan berfungsi dengan baik","Tiga atau Empat Bulan Sekali",2,"Ada, Instalasi Pengolahan Air Lindi (IPAL) di TPA berupa kolam pengendapan dan proses biologi serta proses kimia, masih berfungsi baik dan terawat.",2,"ADA","Tidak ada. Melepas gas Metana ke udara.","-"]
[null,2021,2,"Sulawesi Selatan","Kab. Jeneponto","TPA BONTO-BONTO","TPA Pemda (Non Regional)","A",19481.88,18423.38,116.8,0,941.7,0,"Lingkungan Bonto-Bonto","Kelurahan Panaikang","Binamu","Pemda DATI II",12.4,"Open Dumping",2007,2021,15800,"Manual Book","Ada tapi sedang rusak","Tidak ditutup sama sekali",2,"Ada, Instalasi Pengolahan Air Lindi (IPAL) di TPA hanya berupa kolam pengendapan saja tanpa proses biologi atau proses kimia, masih berfungsi baik dan terawat.","-","ADA","-","-"]
[null,2021,2,"Sulawesi Selatan","Kab. Sinjai","TPA TONDONG","TPA Pemda (Non Regional)","A",30222,24480.13,1964.32,755.51,3022.04,0,"KAMPALA","KAMPALA","SINJAI TIMUR","Pemda DATI II",13.3,"Control Landfill","-","-",20500,"Kombinasi timbangan dengan Komputer (excel / tidak otomatis)","Ada dan berfungsi dengan baik","Tujuh hari sekali atau Seminggu Sekali",2,"Ada, Instalasi Pengolahan Air Lindi (IPAL) di TPA hanya berupa kolam pengendapan saja tanpa proses biologi atau proses kimia, masih berfungsi baik dan terawat.",2,"TIDAK ADA","Tidak ada. Gas Metana dibakar.","-"]
[null,2021,2,"Sulawesi Selatan","Kab. Bone","TPA PASIPPO","TPA Regional","A",71905,68474,1569.5,1095,766.5,0,"Pasippo","Palakka","Palakka","Pemda DATI I",5,"Sanitary Landfill","4/24/2008 12:00:00 AM",10,0,"Otomatis Komputerisasi (Aplikasi Khusus TPA)","Ada dan berfungsi dengan baik","Setiap hari",2,"Ada, Instalasi Pengolahan Air Lindi (IPAL) di TPA hanya berupa kolam pengendapan saja tanpa proses biologi atau proses kimia, masih berfungsi baik dan terawat.",2,"ADA","Untuk Bahan Bakar","-"]
[null,2021,2,"Sulawesi Selatan","Kab. Bone","TPA PASIPPO","TPA Regional","A",71905,68474,1569.5,1095,766.5,0,"Pasippo","Palakka","Palakka","Pemda DATI I",5,"Sanitary Landfill","4/24/2008 12:00:00 AM",10,0,"Otomatis Komputerisasi (Aplikasi Khusus TPA)","Ada dan berfungsi dengan baik","Setiap hari",2,"Ada, Instalasi Pengolahan Air Lindi (IPAL) di TPA hanya berupa kolam pengendapan saja tanpa proses biologi atau proses kimia, masih berfungsi baik dan terawat.",2,"ADA","Untuk Bahan Bakar","-"]
[null,2021,2,"Sulawesi Selatan","Kab. Maros","TPA Bonto Ramba","TPA Pemda (Non Regional)","A",29200,18250,1095,0,9855,0,"Dusun Bonto Ramba Desa Bonto Matenne Kecamatan Mandai Kabupaten Maros","Bonto Matenne","Mandai","Pemda DATI II",4,"Control Landfill",1997,2020,17000,"Kombinasi timbangan dengan Komputer (excel / tidak otomatis)","Ada tapi sedang rusak","Tiga hari sekali atau seminggu dua kali",3,"Ada, Instalasi Pengolahan Air Lindi (IPAL) di TPA berupa kolam pengendapan dan proses biologi, masih berfungsi baik dan terawat.",2,"ADA","-","-"]
[null,2021,2,"Sulawesi Selatan","Kab. Pangkajene Kepulauan","TPA BONTOA","TPA Pemda (Non Regional)","A",18310.23,17665.37,202.76,69.31,372.78,0,"Kel. Bontoa Kec. Minasate'ne","Bontoa","Minasate'ne","Pemda DATI II",6,"Control Landfill",1986,2021,200,"Manual Book","Tidak Ada","Tiga atau Empat Bulan Sekali",2,"Tidak ada Instalasi Pengolahan Air Lindi (IPAL) di TPA","-","ADA","Tidak ada. Gas Metana dibakar.","-"]
[null,2021,2,"Sulawesi Selatan","Kab. Barru","TPA Padangloang","TPA Pemda (Non Regional)","A",13220.3,13165.55,0,0,54.75,0,"Bottolai","Coppo","Barru","Pemda DATI II",5,"Control Landfill",2012,2022,30000,"Manual Book","Tidak Ada","Tujuh hari sekali atau Seminggu Sekali",2,"Ada, Instalasi Pengolahan Air Lindi (IPAL) di TPA berupa kolam pengendapan dan proses biologi, masih berfungsi baik dan terawat.","-","ADA","Untuk Bahan Bakar",18]
[null,2021,2,"Sulawesi Selatan","Kab. Barru","TPA Padangloang","TPA Pemda (Non Regional)","A",13220.3,13165.55,0,0,54.75,0,"Bottolai","Coppo","Barru","Pemda DATI II",5,"Control Landfill",2012,2022,30000,"Manual Book","Tidak Ada","Tujuh hari sekali atau Seminggu Sekali",2,"Ada, Instalasi Pengolahan Air Lindi (IPAL) di TPA berupa kolam pengendapan dan proses biologi, masih berfungsi baik dan terawat.","-","ADA","Untuk Bahan Bakar",18]
[null,2021,2,"Sulawesi Selatan","Kab. Soppeng","TPA Lempa","TPA Pemda (Non Regional)","A",22885.5,22383.89,246.11,0,255.5,0,"Lempa","Lalabata Rilau","Lalabata","Pemda DATI II",4.54,"Control Landfill",2010,"-",15000,"Kombinasi timbangan dengan Komputer (excel / tidak otomatis)","Ada dan berfungsi dengan baik","Tujuh hari sekali atau Seminggu Sekali",2,"Ada, Instalasi Pengolahan Air Lindi (IPAL) di TPA berupa kolam pengendapan dan proses biologi, masih berfungsi baik dan terawat.",255,"ADA","-","-"]
[null,2021,2,"Sulawesi Selatan","Kab. Soppeng","TPA Lempa","TPA Pemda (Non Regional)","A",22885.5,22383.89,246.11,0,255.5,0,"Lempa","Lalabata Rilau","Lalabata","Pemda DATI II",4.54,"Control Landfill",2010,"-",15000,"Kombinasi timbangan dengan Komputer (excel / tidak otomatis)","Ada dan berfungsi dengan baik","Tujuh hari sekali atau Seminggu Sekali",2,"Ada, Instalasi Pengolahan Air Lindi (IPAL) di TPA berupa kolam pengendapan dan proses biologi, masih berfungsi baik dan terawat.",255,"ADA","-","-"]
[null,2021,2,"Sulawesi Selatan","Kab. Sidenreng Rappang","TPA PATOMMO","TPA Pemda (Non Regional)","A",25477,25119.3,0,0,357.7,0,"Jalan Raya Patommo","Arawa","Watang Pulu","Pemda DATI II",3,"Control Landfill",6012017,15,11000,"Otomatis Komputerisasi (Aplikasi Khusus TPA)","Ada dan berfungsi dengan baik","Tiga hari sekali atau seminggu dua kali",4,"Ada, Instalasi Pengolahan Air Lindi (IPAL) di TPA berupa kolam pengendapan dan proses biologi, masih berfungsi baik dan terawat.","-","ADA","Tidak ada. Gas Metana dibakar.","-"]
[null,2021,2,"Sulawesi Selatan","Kab. Sidenreng Rappang","TPA PATOMMO","TPA Pemda (Non Regional)","A",25477,25119.3,0,0,357.7,0,"Jalan Raya Patommo","Arawa","Watang Pulu","Pemda DATI II",3,"Control Landfill",6012017,15,11000,"Otomatis Komputerisasi (Aplikasi Khusus TPA)","Ada dan berfungsi dengan baik","Tiga hari sekali atau seminggu dua kali",4,"Ada, Instalasi Pengolahan Air Lindi (IPAL) di TPA berupa kolam pengendapan dan proses biologi, masih berfungsi baik dan terawat.","-","ADA","Tidak ada. Gas Metana dibakar.","-"]
[null,2021,2,"Sulawesi Selatan","Kab. Pinrang","TPA MALIMPUNG","TPA Pemda (Non Regional)","A",28973.7,25907.7,73,2920,73,0,"Desa Malimpung",null,null,"Pemda DATI II",6,"Sanitary Landfill","-","-",206,"Kombinasi timbangan dengan Komputer (excel / tidak otomatis)","Ada dan berfungsi dengan baik","Tujuh hari sekali atau Seminggu Sekali",1,"Ada, Instalasi Pengolahan Air Lindi (IPAL) di TPA hanya berupa kolam pengendapan saja tanpa proses biologi atau proses kimia, masih berfungsi baik dan terawat.","-","ADA","Tidak ada. Melepas gas Metana ke udara.","-"]
[null,2021,2,"Sulawesi Selatan","Kab. Enrekang","TPA MATANG","TPA Pemda (Non Regional)","A",13140,8760,3650,0,730,0,"Desa","Batu Mila","Maiwa","Pemda DATI II",5.7,"Sanitary Landfill","-","-",5000,"-","Ada dan berfungsi dengan baik","Tiga hari sekali atau seminggu dua kali",5,"Ada, Instalasi Pengolahan Air Lindi (IPAL) di TPA hanya berupa kolam pengendapan saja tanpa proses biologi atau proses kimia, masih berfungsi baik dan terawat.","-","TIDAK ADA","-",1]
[null,2021,2,"Sulawesi Selatan","Kab. Luwu Timur","TPA Sumber Alam","TPA Pemda (Non Regional)","A",4380,4015,0,0,365,0,"Asana","Asana","Burau","Lainnya",4,"Control Landfill","-","-",2500,"-","Tidak Ada","-","-","-","-","TIDAK ADA","-","-"]
[null,2021,2,"Sulawesi Selatan","Kab. Luwu Timur","TPA Asuli","TPA Pemda (Non Regional)","A",5475,4672,0,0,803,0,"Asuli","Asuli","Towuti","Lainnya",6,"Control Landfill","-","-",10000,"Kombinasi timbangan dengan Komputer (excel / tidak otomatis)","Ada dan berfungsi dengan baik","-","-","-","-","TIDAK ADA","-","-"]
[null,2021,2,"Sulawesi Selatan","Kab. Luwu Timur","TPA Inalahi","TPA Pemda (Non Regional)","A",6570,5840,0,547.5,182.5,0,"Sorowako","Sorowako","Nuha","Lainnya",2,"Control Landfill","-","-",10000,"Kombinasi timbangan dengan Komputer (excel / tidak otomatis)","Ada dan berfungsi dengan baik","Tiga atau Empat Bulan Sekali","-","-","-","TIDAK ADA","-","-"]
[null,2021,2,"Sulawesi Selatan","Kab. Luwu Timur","TPA Ussu","TPA Pemda (Non Regional)","A",8030,6570,730,0,730,0,"Ussu","Ussu","Malili","Pemda DATI II",4,"Control Landfill","-",10,10000,"Kombinasi timbangan dengan Komputer (excel / tidak otomatis)","Ada dan berfungsi dengan baik","Dua minggu sekali",1,"Ada, Instalasi Pengolahan Air Lindi (IPAL) di TPA berupa kolam pengendapan dan proses biologi, masih berfungsi baik dan terawat.",1,"ADA","Tidak ada. Gas Metana dibakar.","-"]
[null,2021,2,"Sulawesi Selatan","Kota Makassar","TPA Tamangapa","TPA Pemda (Non Regional)","A",328500,328500,0,0,0,0,"Jalan AMD Borong Jambu 001/002","Tamangapa","Manggala","Pemda DATI II",16.8,"Open Dumping","-","-",83186.84,"Kombinasi timbangan dengan Komputer (excel / tidak otomatis)","Ada tapi sedang rusak","Setahun Sekali",3,"Ada, Instalasi Pengolahan Air Lindi (IPAL) di TPA tetapi sudah rusak atau tidak berfungsi dengan baik dan tidak terawat","-","ADA","-","-"]
[null,2021,2,"Sulawesi Selatan","Kota Parepare","TPA Aloppoe Lapadde","TPA Pemda (Non Regional)","A",20367,17622.2,219,43.8,2482,0,"Jl. Jenderal Ahmad Yani KM.7 Aloppoe Lapadde","Lapadde","Ujung","Pemda DATI II",9.8000000000000007,"Control Landfill","Tahun 2020","Tahun 2028",51400,"Otomatis Komputerisasi (Aplikasi Khusus TPA)","Ada dan berfungsi dengan baik","Tiga hari sekali atau seminggu dua kali",2,"Ada, Instalasi Pengolahan Air Lindi (IPAL) di TPA berupa kolam pengendapan dan proses biologi, masih berfungsi baik dan terawat.",2,"ADA","Untuk Bahan Bakar","-"]
[null,2021,2,"Sulawesi Selatan","Kota Palopo","TPA Mancani","TPA Pemda (Non Regional)","A",21900,21772.25,73,0,54.75,0,"Jl. Dr. Ratulangi","Batu Walenrang","Telluwanua","Pemda DATI II",11,"Sanitary Landfill","06 Januari 1996",3,12000,"Kombinasi timbangan dengan Komputer (excel / tidak otomatis)","Ada tapi sedang rusak","Setiap hari",3,"Ada, Instalasi Pengolahan Air Lindi (IPAL) di TPA berupa kolam pengendapan dan proses biologi, masih berfungsi baik dan terawat.",2,"ADA","Tidak ada. Melepas gas Metana ke udara.",11]
[null,2021,2,"Sulawesi Tenggara","Kab. Wakatobi","TPA WAMBEAMALE","TPA Pemda (Non Regional)","A",10479.15,10471.85,7.3,0,0,0,"DESA KOMALA",null,null,"Pemda DATI II",5.7,"Open Dumping","-","-",7.5,"Manual Book","Tidak Ada","Tidak ditutup sama sekali","-","Ada, Instalasi Pengolahan Air Lindi (IPAL) di TPA tetapi sudah rusak atau tidak berfungsi dengan baik dan tidak terawat","-","ADA","Tidak ada. Gas Metana dibakar.","-"]
[null,2021,2,"Sulawesi Tenggara","Kab. Wakatobi","TPA WAMBEAMALE","TPA Pemda (Non Regional)","A",10479.15,10471.85,7.3,0,0,0,"DESA KOMALA",null,null,"Pemda DATI II",5.7,"Open Dumping","-","-",7.5,"Manual Book","Tidak Ada","Tidak ditutup sama sekali","-","Ada, Instalasi Pengolahan Air Lindi (IPAL) di TPA tetapi sudah rusak atau tidak berfungsi dengan baik dan tidak terawat","-","ADA","Tidak ada. Gas Metana dibakar.","-"]
[null,2021,2,"Sulawesi Tenggara","Kota Kendari","TPA Puuwatu","TPA Pemda (Non Regional)","A",69423,67298.7,7.3,1058.5,1058.5,0,"Kec. Puuwatu",null,null,"Pemda DATI II",12.23,"Sanitary Landfill",2002,2030,50000,"Kombinasi timbangan dengan Komputer (excel / tidak otomatis)","Ada tapi sedang rusak","Sebulan sekali",1,"Ada, Instalasi Pengolahan Air Lindi (IPAL) di TPA hanya berupa kolam pengendapan saja tanpa proses biologi atau proses kimia, masih berfungsi baik dan terawat.","-","ADA","Tidak ada. Melepas gas Metana ke udara.","-"]
[null,2021,2,"Gorontalo","Kota Gorontalo","TPA TALUMELITO","TPA Regional","A",36135,33580,547.5,547.5,1460,0,"TALUMELITO","TALUMELITO","TELAGA BIRU",null,0,"Sanitary Landfill","-","-","-","Kombinasi timbangan dengan Komputer (excel / tidak otomatis)","Ada dan berfungsi dengan baik","-","-","-","-","TIDAK ADA","-","-"]
[null,2021,2,"Sulawesi Barat","Kab. Mamuju","TPA Adi Adi","TPA Pemda (Non Regional)","A",7544.55,7489.55,0,0,55,0,"Jl. Poros Mamuju Majene",null,null,"Pemda DATI II",0,"Control Landfill","-","-","-","Manual Book","Tidak Ada","-",1,"Ada, Instalasi Pengolahan Air Lindi (IPAL) di TPA hanya berupa kolam pengendapan saja tanpa proses biologi atau proses kimia, masih berfungsi baik dan terawat.","-","ADA","-","-"]
[null,2021,2,"Sulawesi Barat","Kab. Majene","TPA Moluku","TPA Pemda (Non Regional)","A",9636,9559.35,0,0,76.650000000000006,0,"Moloku","Totoli","Banggae","Pemda DATI II",3.35,"Control Landfill","17 februari 2019","17 februari 2029",18000,"Manual Book","Tidak Ada","Dua minggu sekali",1,"Ada, Instalasi Pengolahan Air Lindi (IPAL) di TPA tetapi sudah rusak atau tidak berfungsi dengan baik dan tidak terawat","-","ADA","-","-"]
[null,2021,2,"Sulawesi Barat","Kab. Mamuju Tengah","TPA TABOLANG","TPA Pemda (Non Regional)","A",4015,4015,0,0,0,0,"Desa Tabolang Kec. Topoyo Kab. Mamuju Tengah",null,null,"Pemda DATI II",2,"Open Dumping","Tahu 2017","sampai saat ini",20000,"Kombinasi timbangan dengan Komputer (excel / tidak otomatis)","Ada tapi sedang rusak","Tidak ditutup sama sekali","-","Ada, Instalasi Pengolahan Air Lindi (IPAL) di TPA hanya berupa kolam pengendapan saja tanpa proses biologi atau proses kimia, masih berfungsi baik dan terawat.","-","TIDAK ADA","-","-"]
[null,2021,2,"Maluku","Kab. Maluku Tengah","TPA AMAHAI","TPA Pemda (Non Regional)","A",4380,4372.7,0,0,7.3,0,"KEC. AMAHAI",null,null,"Pemda DATI II",10,"Sanitary Landfill","Agustus 2010","-",1000,"Manual Book","Ada tapi sedang rusak","Tujuh hari sekali atau Seminggu Sekali",1,"Ada, Instalasi Pengolahan Air Lindi (IPAL) di TPA tetapi sudah rusak atau tidak berfungsi dengan baik dan tidak terawat","-","TIDAK ADA","Tidak ada. Gas Metana dibakar.","-"]
[null,2021,2,"Maluku","Kab. Maluku Tengah","TPA AMAHAI","TPA Pemda (Non Regional)","A",4380,4372.7,0,0,7.3,0,"KEC. AMAHAI",null,null,"Pemda DATI II",10,"Sanitary Landfill","Agustus 2010","-",1000,"Manual Book","Ada tapi sedang rusak","Tujuh hari sekali atau Seminggu Sekali",1,"Ada, Instalasi Pengolahan Air Lindi (IPAL) di TPA tetapi sudah rusak atau tidak berfungsi dengan baik dan tidak terawat","-","TIDAK ADA","Tidak ada. Gas Metana dibakar.","-"]
[null,2021,2,"Maluku","Kab. Buru Selatan","TPA Leksula","TPA Pemda (Non Regional)","A",1255.5999999999999,1255.5999999999999,0,0,0,0,"Jln Kabupaten",null,null,"Pemda DATI II",0.48,"Open Dumping","01 Mei 2015","-",4800,"Manual Book","Tidak Ada","Tidak ditutup sama sekali","-","Tidak ada Instalasi Pengolahan Air Lindi (IPAL) di TPA","-","TIDAK ADA","-","-"]
[null,2021,2,"Maluku","Kab. Buru Selatan","TPA Wamsoba","TPA Pemda (Non Regional)","A",6252.45,6252.45,0,0,0,0,"Jln Trans Buru Modanmohe-Namrole",null,null,"Pemda DATI II",5.3,"Open Dumping","24 Juli 2018","-",12789,"Manual Book","Tidak Ada","Tidak ditutup sama sekali",2,"Ada, Instalasi Pengolahan Air Lindi (IPAL) di TPA tetapi sudah rusak atau tidak berfungsi dengan baik dan tidak terawat","-","ADA","Tidak ada. Gas Metana dibakar.","-"]
[null,2021,2,"Maluku","Kab. Buru Selatan","TPA Leksula","TPA Pemda (Non Regional)","A",1255.5999999999999,1255.5999999999999,0,0,0,0,"Jln Kabupaten",null,null,"Pemda DATI II",0.48,"Open Dumping","01 Mei 2015","-",4800,"Manual Book","Tidak Ada","Tidak ditutup sama sekali","-","Tidak ada Instalasi Pengolahan Air Lindi (IPAL) di TPA","-","TIDAK ADA","-","-"]
[null,2021,2,"Maluku","Kab. Buru Selatan","TPA Wamsoba","TPA Pemda (Non Regional)","A",6252.45,6252.45,0,0,0,0,"Jln Trans Buru Modanmohe-Namrole",null,null,"Pemda DATI II",5.3,"Open Dumping","24 Juli 2018","-",12789,"Manual Book","Tidak Ada","Tidak ditutup sama sekali",2,"Ada, Instalasi Pengolahan Air Lindi (IPAL) di TPA tetapi sudah rusak atau tidak berfungsi dengan baik dan tidak terawat","-","ADA","Tidak ada. Gas Metana dibakar.","-"]
[null,2021,2,"Maluku","Kota Tual","TPA KOTA TUAL","TPA Pemda (Non Regional)","A",13140,12045,730,0,365,0,"Desa Ohoitel Kota Tual",null,null,"Pemda DATI II",0,"Open Dumping","02-01-2017","-",768,"Manual Book","Tidak Ada","Tidak ditutup sama sekali","-","Ada, Instalasi Pengolahan Air Lindi (IPAL) di TPA tetapi sudah rusak atau tidak berfungsi dengan baik dan tidak terawat","-","TIDAK ADA","-","-"]
[null,2021,2,"Maluku Utara","Kota Tidore Kepulauan","TPA RUMBUNE","TPA Pemda (Non Regional)","A",9070.25,8803.94,184.98,0,81.33,0,"Jalan Raya Rum 005/002","Rum Balibunga","Tidore Utara","Pemda DATI II",4.8,"Control Landfill","06 Januari 2014",2026,3795,"Kombinasi timbangan dengan Komputer (excel / tidak otomatis)","-","Tiga hari sekali atau seminggu dua kali","-","Ada, Instalasi Pengolahan Air Lindi (IPAL) di TPA berupa kolam pengendapan dan proses biologi, masih berfungsi baik dan terawat.","-","ADA","Untuk Bahan Bakar","-"]
[null,2021,2,"Papua","Kab. Jayapura","TPAS Distrik Waibu","TPA Pemda (Non Regional)","A",11680,9490,0,1095,1095,0,"Doyo Lama",null,null,"Pemda DATI II",0,"Open Dumping","-","-","-","Manual Book","Tidak Ada","Tujuh hari sekali atau Seminggu Sekali",1,"Tidak ada Instalasi Pengolahan Air Lindi (IPAL) di TPA","-","ADA","-","-"]
[null,2021,2,"Papua","Kab. Biak Numfor","TPA Aibyoki","TPA Pemda (Non Regional)","A",14782.5,14326.25,0,182.5,273.75,0,"Jl. Raya Biak Utara","Desa Darfuar","Distrik Samofa","Pemda DATI II",4,"Control Landfill","15/04/2015",2025,10000,"Manual Book","Tidak Ada","Dua minggu sekali",1,"Ada, Instalasi Pengolahan Air Lindi (IPAL) di TPA hanya berupa kolam pengendapan saja tanpa proses biologi atau proses kimia, masih berfungsi baik dan terawat.",2,"TIDAK ADA","-","-"]
[null,2021,2,"Papua","Kab. Biak Numfor","TPA Aibyoki","TPA Pemda (Non Regional)","A",14782.5,14326.25,0,182.5,273.75,0,"Jl. Raya Biak Utara","Desa Darfuar","Distrik Samofa","Pemda DATI II",4,"Control Landfill","15/04/2015",2025,10000,"Manual Book","Tidak Ada","Dua minggu sekali",1,"Ada, Instalasi Pengolahan Air Lindi (IPAL) di TPA hanya berupa kolam pengendapan saja tanpa proses biologi atau proses kimia, masih berfungsi baik dan terawat.",2,"TIDAK ADA","-","-"]
[null,2021,2,"Papua","Kab. Keerom","TPA Wembi",null,"A",3083.52,3083.52,0,0,0,0,"Kampung Wembi",null,null,null,0,"Control Landfill","-","-",1,"Manual Book","Tidak Ada","Tujuh hari sekali atau Seminggu Sekali","-","Ada, Instalasi Pengolahan Air Lindi (IPAL) di TPA hanya berupa kolam pengendapan saja tanpa proses biologi atau proses kimia, masih berfungsi baik dan terawat.","-","ADA","Tidak ada. Gas Metana dibakar.","-"]
[null,2021,2,"Papua","Kota Jayapura","TPA Koya Koso",null,"A",68985,67944.75,3.65,0,1036.5999999999999,0,"Jalan Jayapura-Keerom",null,null,null,0,"Control Landfill","-","-",15540,"Otomatis Komputerisasi (Aplikasi Khusus TPA)","Ada dan berfungsi dengan baik","Tujuh hari sekali atau Seminggu Sekali",2,"Ada, Instalasi Pengolahan Air Lindi (IPAL) di TPA hanya berupa kolam pengendapan saja tanpa proses biologi atau proses kimia, masih berfungsi baik dan terawat.","-","ADA","Tidak ada. Gas Metana dibakar.","-"]
[null,2021,2,"Papua Barat","Kab. Manokwari","TPA Sowi Gunung","TPA Pemda (Non Regional)","A",40540.550000000003,40540.550000000003,0,0,0,0,"TPA Sowi Gunung Kampung Maisepi","Sowi","Manokwari Selatan","Pemda DATI II",51.6,"Open Dumping",2009,"-",12000,"Manual Book","Tidak Ada","Tidak ditutup sama sekali","-","Ada, Instalasi Pengolahan Air Lindi (IPAL) di TPA tetapi sudah rusak atau tidak berfungsi dengan baik dan tidak terawat","-","TIDAK ADA","-","-"]
[null,2021,2,"Papua Barat","Kab. Teluk Wondama","TPA SIKAMA","TPA Pemda (Non Regional)","A",1817.59,1817.59,0,0,0,0,"KAMPUNG SENDERAWOI",null,null,"Pemda DATI II",0.5,"Open Dumping",2018,"-",500,"Manual Book","Tidak Ada","Tidak ditutup sama sekali","-","Ada, Instalasi Pengolahan Air Lindi (IPAL) di TPA tetapi sudah rusak atau tidak berfungsi dengan baik dan tidak terawat","-","TIDAK ADA","-","-"]
[null,2021,2,"Papua Selatan","Kab. Asmat","Tempat Penyimpanan sementara (TPS)","TPA Pemda (Non Regional)","A",3102.5,3102.5,0,0,0,0,"Jalan Nusantara Distrik Agats",null,null,null,0,"Open Dumping","-","-",8000,"-","-","Tidak ditutup sama sekali","-","-","-","TIDAK ADA","-","-"]
[null,2021,2,"Papua Selatan","Kab. Asmat","Tempat Penyimpanan sementara (TPS)","TPA Pemda (Non Regional)","A",3102.5,3102.5,0,0,0,0,"Jalan Nusantara Distrik Agats",null,null,null,0,"Open Dumping","-","-",8000,"-","-","Tidak ditutup sama sekali","-","-","-","TIDAK ADA","-","-"]
[null,2021,2,"Papua Tengah","Kab. Nabire","TPA KARADIRI","TPA Pemda (Non Regional)","A",4336.2,4325.25,0,10.95,0,0,"KAMPUNG KALADIRI",null,null,"Pemda DATI II",15,"Open Dumping","10 maret 2017","-","-","Manual Book","Tidak Ada","Tidak ditutup sama sekali",1,"Ada, Instalasi Pengolahan Air Lindi (IPAL) di TPA tetapi sudah rusak atau tidak berfungsi dengan baik dan tidak terawat","-","ADA","Tidak ada. Gas Metana dibakar.","-"]
[null,2021,2,"Papua Pegunungan","Kab. Lanny Jaya","TPA Ninabua ( SUDAH MELAKUKAN STUDI KELAYAKAN TPA SAMPAH TIOM",null,"A",316.8,316.8,0,0,0,0,"Kampung Ninabua",null,null,null,0,"Open Dumping","-","-",0,"Manual Book","Tidak Ada","Sebulan sekali","-","Tidak ada Instalasi Pengolahan Air Lindi (IPAL) di TPA","-","TIDAK ADA","-","-"]
[null,2021,2,"Papua Barat Daya","Kab. Sorong Selatan","TPA WAYER","TPA Pemda (Non Regional)","A",1277.5,1277.5,0,0,0,0,"JL. Teminabuan Ayamaru Kampung Persiapan Songgerjati Distrik Wayer Kabupaten Sorong Selatan",null,null,"Pemda DATI II",3,"Control Landfill","1 januari 2016","-",500,"Manual Book","Ada tapi sedang rusak","Sebulan sekali",1,"Ada, Instalasi Pengolahan Air Lindi (IPAL) di TPA hanya berupa kolam pengendapan saja tanpa proses biologi atau proses kimia, masih berfungsi baik dan terawat.","-","ADA","-","-"]
[null,2021,2,"Papua Barat Daya","Kab. Tambrauw","TPA Sausapor","TPA Pemda (Non Regional)","A",722.7,722.7,0,0,0,0,"jalan sausapor bikar",null,null,null,0,"Open Dumping","-","-",1000,"Manual Book","Tidak Ada","-","-","Tidak ada Instalasi Pengolahan Air Lindi (IPAL) di TPA","-","TIDAK ADA","-","-"]
[null,2020,2,"Aceh","Kab. Aceh Jaya","TPA Gunong Tanggoh","TPA Pemda (Non Regional)","A",8906,8906,0,0,0,0,"Gampong Keutapang",null,null,"Pemda DATI II",5,"Control Landfill",2015,"-",5000,"Manual Book","Tidak Ada","Setahun Sekali","-","Ada, Instalasi Pengolahan Air Lindi (IPAL) di TPA hanya berupa kolam pengendapan saja tanpa proses biologi atau proses kimia, masih berfungsi baik dan terawat.","-","ADA","-","-"]
[null,2020,2,"Aceh","Kab. Aceh Jaya","TPA BABAH IE","TPA Pemda (Non Regional)","A",2624.35,2624.35,0,0,0,0,"Gampong Babah Ie",null,null,"Pemda DATI II",1.5,"Open Dumping",2006,"-","-","-","Tidak Ada","Setahun Sekali","-","Ada, Instalasi Pengolahan Air Lindi (IPAL) di TPA tetapi sudah rusak atau tidak berfungsi dengan baik dan tidak terawat","-","TIDAK ADA","-","-"]
[null,2020,2,"Sumatera Utara","Kab. Deli Serdang","TPA NAMORUBE JULU","TPA Pemda (Non Regional)","A",147825,138700,1825,1825,5475,0,"Jl.","Namorube Julu","Kutalimbaru",null,3.7,"Sanitary Landfill","Januari 2017","-",20000,"Kombinasi timbangan dengan Komputer (excel / tidak otomatis)","Ada dan berfungsi dengan baik","Setiap hari",4,"Ada, Instalasi Pengolahan Air Lindi (IPAL) di TPA berupa kolam pengendapan dan proses biologi serta proses kimia, masih berfungsi baik dan terawat.",3,"ADA","Untuk Bahan Bakar","-"]
[null,2020,1,"Sumatera Utara","Kab. Deli Serdang","TPA TADUKAN RAGA","TPA Pemda (Non Regional)","A",0,0,0,0,0,0,"Jl. Perhubungan II","TADUKAN RAGA","SINEMBAH TANJUNG MUDA HILIR","Pemda DATI II",4.2,"Control Landfill",1986,"-","-","Otomatis Komputerisasi (Aplikasi Khusus TPA)","Ada dan berfungsi dengan baik","Tiga hari sekali atau seminggu dua kali",3,"Ada, Instalasi Pengolahan Air Lindi (IPAL) di TPA berupa kolam pengendapan dan proses biologi serta proses kimia, masih berfungsi baik dan terawat.",4,"ADA","Tidak ada. Gas Metana dibakar.","-"]
[null,2020,2,"Sumatera Utara","Kota Sibolga","TPA Sibolga","TPA Pemda (Non Regional)","A",3650,3412.75,73,73,91.25,0,"Jl. Sudirman","Huta Barangan","Sibolga Utara","Pemda DATI II",2,"Control Landfill",1993,2025,850,"Manual Book","Tidak Ada","Tujuh hari sekali atau Seminggu Sekali",2,"Ada, Instalasi Pengolahan Air Lindi (IPAL) di TPA hanya berupa kolam pengendapan saja tanpa proses biologi atau proses kimia, masih berfungsi baik dan terawat.",2,"ADA","Tidak ada. Melepas gas Metana ke udara.","-"]
[null,2020,2,"Lampung","Kota Bandar Lampung","TPA Bakung","TPA Pemda (Non Regional)","A",255500,239805,8395,0,7300,0,"Jl. Tulung Buyut","Bakung","Teluk Betung Barat","Pemda DATI II",13.47,"Open Dumping","-","-","-","Kombinasi timbangan dengan Komputer (excel / tidak otomatis)","Ada dan berfungsi dengan baik","Sebulan sekali",4,"Ada, Instalasi Pengolahan Air Lindi (IPAL) di TPA tetapi sudah rusak atau tidak berfungsi dengan baik dan tidak terawat","-","ADA","-","-"]
[null,2020,2,"Kepulauan Bangka Belitung","Kab. Belitung","TPA GUNUNG SADAI","TPA Pemda (Non Regional)","A",6948.87,3707.67,40.15,3058.7,142.35,0,"DESA JURU SEBERANG KECAMATAN TANJUNGPANDAN",null,null,"Pemda DATI II",8.6,"Control Landfill","Oktober 2013","-",9800,"Manual Book","Tidak Ada","Tidak ditutup sama sekali",4,"Ada, Instalasi Pengolahan Air Lindi (IPAL) di TPA berupa kolam pengendapan dan proses biologi serta proses kimia, masih berfungsi baik dan terawat.",6,"ADA","Tidak ada. Gas Metana dibakar.","-"]
[null,2020,2,"Kepulauan Riau","Kota Batam","TPA TELAGA PUNGGUR","TPA Pemda (Non Regional)","A",228150.55,225205,36.5,0,2909.05,0,"HASANUDDIN RT.01/RW.023","KABIL","NONGSA","Pemda DATI II",46.86,"Control Landfill",1995,2026,60000,"-","Ada dan berfungsi dengan baik","Tujuh hari sekali atau Seminggu Sekali",3,"Ada, Instalasi Pengolahan Air Lindi (IPAL) di TPA berupa kolam pengendapan dan proses biologi, masih berfungsi baik dan terawat.",2,"ADA","-","-"]
[null,2020,2,"Jawa Barat","Kab. Cirebon","TPA Gunungsantri","TPA Pemda (Non Regional)","A",54750,54567.5,0,0,182.5,0,"Jl. Kepuh-Kedongdong","Kepuh","Palimanan","Lainnya",4.2,"Control Landfill",1986,2021,22000,"-","-","Sebulan sekali","-","Tidak ada Instalasi Pengolahan Air Lindi (IPAL) di TPA","-","ADA","-","-"]
[null,2020,2,"Jawa Barat","Kab. Cirebon","TPA Gunungsantri","TPA Pemda (Non Regional)","A",54750,54567.5,0,0,182.5,0,"Jl. Kepuh-Kedongdong","Kepuh","Palimanan","Lainnya",4.2,"Control Landfill",1986,2021,22000,"-","-","Sebulan sekali","-","Tidak ada Instalasi Pengolahan Air Lindi (IPAL) di TPA","-","ADA","-","-"]
[null,2020,2,"Jawa Barat","Kota Bandung","TPPAS Sarimukti","TPA Regional","A",487326.11,487326.11,0,0,0,0,"Jl Rajamandala-Cipeundeuy RT 03 RW 15","Ndndidj","Bdndkkdd","Pemda DATI I",25.8,"Open Dumping","28/05/2006","-",200000,"Manual Book","Ada tapi sedang rusak","-","-","-","-","ADA","-","-"]
[null,2020,2,"Jawa Barat","Kota Cimahi","TPA SARIMUKTI","TPA Regional","A",83541.2,83541.2,0,0,0,0,"Jalan","Sarimukti","Cipatat","Lainnya",0,"Open Dumping","-","-","-","-","-","-","-","-","-","TIDAK ADA","-","-"]
[null,2020,2,"Jawa Tengah","Kab. Magelang","TPA PASURUHAN","TPA Pemda (Non Regional)","A",29237.7,29237.7,0,0,0,0,"Kwayuhan, Pasuruhan, Kec. Mertoyudan, Kabupaten Magelang, Jawa Tengah 56172",null,null,"Pemda DATI II",1.8,"Open Dumping",1996,"-","-","Kombinasi timbangan dengan Komputer (excel / tidak otomatis)","Ada dan berfungsi dengan baik","-",3,"Ada, Instalasi Pengolahan Air Lindi (IPAL) di TPA tetapi sudah rusak atau tidak berfungsi dengan baik dan tidak terawat","-","ADA","-","-"]
[null,2020,2,"Jawa Tengah","Kab. Sragen","TPA Tanggan","TPA Pemda (Non Regional)","A",85775,78110,1825,3650,2190,0,"Jl. Jati Sari","Tanggan","Gesi","Pemda DATI II",4.5999999999999996,"Control Landfill",1991,2025,11000,"Kombinasi timbangan dengan Komputer (excel / tidak otomatis)","Ada tapi sedang rusak","Tiga atau Empat Bulan Sekali",4,"Ada, Instalasi Pengolahan Air Lindi (IPAL) di TPA hanya berupa kolam pengendapan saja tanpa proses biologi atau proses kimia, masih berfungsi baik dan terawat.",1,"ADA","Tidak ada. Gas Metana dibakar.","-"]
[null,2020,2,"Jawa Timur","Kab. Sumenep","TPA Batuan","TPA Pemda (Non Regional)","A",11840.6,10366,438,0,1036.5999999999999,0,"Dusun Tanonggul","Torbang","Batuan","Pemda DATI II",8.4,"Control Landfill",122015,31122020,1000,"Otomatis Komputerisasi (Aplikasi Khusus TPA)","Ada dan berfungsi dengan baik","Tujuh hari sekali atau Seminggu Sekali",2,"Ada, Instalasi Pengolahan Air Lindi (IPAL) di TPA berupa kolam pengendapan dan proses biologi serta proses kimia, masih berfungsi baik dan terawat.",6,"ADA","Tidak ada. Gas Metana dibakar.","-"]
[null,2020,2,"Jawa Timur","Kota Pasuruan","TPA BLANDONGAN","TPA Pemda (Non Regional)","A",32472.21,32468.560000000001,3.65,0,0,0,"Jl. Jelakrejo, Tambak, Blandongan, Kec. Bugulkidul, Kota Pasuruan, Jawa Timur 67128","BLANDONGAN","BUGUL KIDUL","Pemda DATI II",6.63,"Sanitary Landfill","-","-",11000,"Kombinasi timbangan dengan Komputer (excel / tidak otomatis)","Ada dan berfungsi dengan baik","Tiga atau Empat Bulan Sekali",3,"Ada, Instalasi Pengolahan Air Lindi (IPAL) di TPA berupa kolam pengendapan dan proses biologi, masih berfungsi baik dan terawat.",3,"ADA","Untuk Bahan Bakar","-"]
[null,2020,2,"Jawa Timur","Kota Mojokerto","TPA RANDEGAN","TPA Pemda (Non Regional)","A",18177,17155,109.5,0,912.5,0,"Randegan","Kedundung","Magersari","Pemda DATI II",2,"Control Landfill",1990,2017,1000,"Otomatis Komputerisasi (Aplikasi Khusus TPA)","Ada dan berfungsi dengan baik","Tiga hari sekali atau seminggu dua kali",2,"Tidak ada Instalasi Pengolahan Air Lindi (IPAL) di TPA","-","ADA","Untuk Bahan Bakar",50]
[null,2020,2,"Banten","Kab. Serang","TPAS Cilowong",null,"A",32780.65,32780.65,0,0,0,0,"Jl. Raya Cilowong Kecamatan Taktakan Kota Serang Banten 42162",null,null,null,0,"Control Landfill","-","-","-","-","-","-","-","-","-","TIDAK ADA","-","-"]
[null,2020,2,"Bali","Kab. Bangli","TPA BANGLI","TPA Pemda (Non Regional)","A",20257.5,18943.5,182.5,0,1131.5,0,"JL. RAYA LANDIH","LANDIH","BANGLI","Pemda DATI II",4.75,"Control Landfill","10 JANUARI 2008","-",10200,"Manual Book","Tidak Ada","Tiga hari sekali atau seminggu dua kali",2,"Ada, Instalasi Pengolahan Air Lindi (IPAL) di TPA berupa kolam pengendapan dan proses biologi serta proses kimia, masih berfungsi baik dan terawat.","-","ADA","Tidak ada. Gas Metana dibakar.","-"]
[null,2020,2,"Nusa Tenggara Timur","Kota Kupang","TPA ALak","TPA Pemda (Non Regional)","A",52196.95,51805.47,0,0,391.48,0,"RT/RW 021/08",null,null,"Pemda DATI II",9.14,"Open Dumping","-","-","-","Manual Book","Tidak Ada","Tidak ditutup sama sekali","-","Tidak ada Instalasi Pengolahan Air Lindi (IPAL) di TPA","-","TIDAK ADA","-","-"]
[null,2020,2,"Kalimantan Barat","Kab. Melawi","TPA NANGA PINOH","TPA Pemda (Non Regional)","A",13008.6,12738.5,73,0,197.1,0,"Jl. TPA RT/RW 010/002 Dusun Sungai Putih","TANJUNG  TENGANG","NANGA PINOH","Pemda DATI II",98,"Open Dumping",1992,"-",10000,"Manual Book","Tidak Ada","Tidak ditutup sama sekali",4,"Tidak ada Instalasi Pengolahan Air Lindi (IPAL) di TPA","-","TIDAK ADA","-","-"]
[null,2020,2,"Kalimantan Tengah","Kab. Katingan","TPA TUMBANG SAMBA","TPA Pemda (Non Regional)","A",474.5,474.5,0,0,0,0,"JALAN TRANS TUMBANG SAMBA",null,null,"Pemda DATI II",30,"Open Dumping",2005,"-",250000,"Manual Book","-","Tidak ditutup sama sekali","-","-","-","TIDAK ADA","-","-"]
[null,2020,2,"Kalimantan Tengah","Kab. Katingan","TPA PENDAHARA BARU","TPA Pemda (Non Regional)","A",2896.75,2712.42,1.83,0,182.5,0,"Desa Tewang Baringin Kecamatan Tewang Sangalang Garing",null,null,"Pemda DATI II",100,"Open Dumping",2019,"-",250000,"Manual Book","Tidak Ada","Tidak ditutup sama sekali","-","Ada, Instalasi Pengolahan Air Lindi (IPAL) di TPA hanya berupa kolam pengendapan saja tanpa proses biologi atau proses kimia, masih berfungsi baik dan terawat.","-","TIDAK ADA","Tidak ada. Gas Metana dibakar.","-"]
[null,2020,2,"Kalimantan Tengah","Kab. Katingan","TPA TUMBANG SAMBA","TPA Pemda (Non Regional)","A",474.5,474.5,0,0,0,0,"JALAN TRANS TUMBANG SAMBA",null,null,"Pemda DATI II",30,"Open Dumping",2005,"-",250000,"Manual Book","-","Tidak ditutup sama sekali","-","-","-","TIDAK ADA","-","-"]
[null,2020,2,"Kalimantan Tengah","Kab. Katingan","TPA PENDAHARA BARU","TPA Pemda (Non Regional)","A",2896.75,2712.42,1.83,0,182.5,0,"Desa Tewang Baringin Kecamatan Tewang Sangalang Garing",null,null,"Pemda DATI II",100,"Open Dumping",2019,"-",250000,"Manual Book","Tidak Ada","Tidak ditutup sama sekali","-","Ada, Instalasi Pengolahan Air Lindi (IPAL) di TPA hanya berupa kolam pengendapan saja tanpa proses biologi atau proses kimia, masih berfungsi baik dan terawat.","-","TIDAK ADA","Tidak ada. Gas Metana dibakar.","-"]
[null,2020,2,"Kalimantan Tengah","Kab. Pulang Pisau","TPA Desa Gohong","TPA Pemda (Non Regional)","A",1546.78,1546.78,0,0,0,0,"Jl. Trans Kalimantan",null,null,"Pemda DATI II",6.43,"Open Dumping",2010,2029,13050,"Manual Book","Tidak Ada","Tidak ditutup sama sekali","-","Tidak ada Instalasi Pengolahan Air Lindi (IPAL) di TPA","-","TIDAK ADA","-","-"]
[null,2020,2,"Kalimantan Tengah","Kab. Pulang Pisau","TPA Desa Gohong","TPA Pemda (Non Regional)","A",1546.78,1546.78,0,0,0,0,"Jl. Trans Kalimantan",null,null,"Pemda DATI II",6.43,"Open Dumping",2010,2029,13050,"Manual Book","Tidak Ada","Tidak ditutup sama sekali","-","Tidak ada Instalasi Pengolahan Air Lindi (IPAL) di TPA","-","TIDAK ADA","-","-"]
[null,2020,2,"Kalimantan Tengah","Kota Palangkaraya","TPA KM.14","TPA Pemda (Non Regional)","A",39347,39347,0,0,0,0,"Tjilik Riwut Km. 14","Bukit Tunggal","Jekan Raya","Pemda DATI II",10,"Control Landfill",2000,20,34304,"Manual Book","-","Sebulan sekali",2,"Ada, Instalasi Pengolahan Air Lindi (IPAL) di TPA hanya berupa kolam pengendapan saja tanpa proses biologi atau proses kimia, masih berfungsi baik dan terawat.",4,"ADA","-","-"]
[null,2020,2,"Kalimantan Selatan","Kab. Tabalong","TPA Sanitary Landfill Desa Bongkang","TPA Pemda (Non Regional)","A",20038.5,19924.259999999998,55.12,59.13,0,0,"Jl. Trans Bongkang RT 7","Desa Bongkang","Haruai","Pemda DATI II",12,"Sanitary Landfill","13 Januari 2020",2036,1000,"Otomatis Komputerisasi (Aplikasi Khusus TPA)","Ada dan berfungsi dengan baik","Setiap hari",2,"Ada, Instalasi Pengolahan Air Lindi (IPAL) di TPA hanya berupa kolam pengendapan saja tanpa proses biologi atau proses kimia, masih berfungsi baik dan terawat.",12,"ADA","Tidak ada. Melepas gas Metana ke udara.","-"]
[null,2020,2,"Sulawesi Selatan","Kota Makassar","TPA Tamangapa","TPA Pemda (Non Regional)","A",255784.71,255784.71,0,0,0,0,"Jalan AMD Borong Jambu 001/002","Tamangapa","Manggala","Pemda DATI II",16.8,"Open Dumping","-","-",83,"Kombinasi timbangan dengan Komputer (excel / tidak otomatis)","Ada dan berfungsi dengan baik","Setahun Sekali",3,"-","-","ADA","-","-"]
[null,2020,2,"Papua","Kab. Keerom","TPA Wembi",null,"A",3021.84,3021.84,0,0,0,0,"Kampung Wembi",null,null,null,0,"Control Landfill","-","-",1,"-","-","Tujuh hari sekali atau Seminggu Sekali","-","-","-","TIDAK ADA","-","-"]
[null,2020,2,"Papua","Kota Jayapura","TPA/TPST  Koya Koso",null,"A",67525,66484.75,3.65,0,1036.5999999999999,0,"Koya Koso",null,null,null,0,"Control Landfill","-","-",15.54,"Otomatis Komputerisasi (Aplikasi Khusus TPA)","Ada dan berfungsi dengan baik","Tujuh hari sekali atau Seminggu Sekali",2,"Ada, Instalasi Pengolahan Air Lindi (IPAL) di TPA hanya berupa kolam pengendapan saja tanpa proses biologi atau proses kimia, masih berfungsi baik dan terawat.","-","ADA","Tidak ada. Gas Metana dibakar.","-"]
[null,2020,2,"Papua Selatan","Kab. Asmat","Tempat Penyimpanan sementara (TPS)","TPA Pemda (Non Regional)","A",2737.5,2737.5,0,0,0,0,"Jalan Nusantara Distrik Agats",null,null,null,0,"Open Dumping","-","-","-","-","-","-","-","Tidak ada Instalasi Pengolahan Air Lindi (IPAL) di TPA","-","TIDAK ADA","-","-"]
[null,2020,2,"Papua Selatan","Kab. Asmat","Tempat Penyimpanan sementara (TPS)","TPA Pemda (Non Regional)","A",2737.5,2737.5,0,0,0,0,"Jalan Nusantara Distrik Agats",null,null,null,0,"Open Dumping","-","-","-","-","-","-","-","Tidak ada Instalasi Pengolahan Air Lindi (IPAL) di TPA","-","TIDAK ADA","-","-"]
[null,2020,2,"Papua Barat Daya","Kab. Sorong Selatan","TPA WAYER","TPA Pemda (Non Regional)","A",1131.5,1131.5,0,0,0,0,"JL. Teminabuan Ayamaru Kampung Persiapan Songgerjati Distrik Wayer Kabupaten Sorong Selatan",null,null,"Pemda DATI II",3,"Control Landfill","1 januari 2016","-",500,"Manual Book","Ada tapi sedang rusak","Sebulan sekali",1,"Ada, Instalasi Pengolahan Air Lindi (IPAL) di TPA hanya berupa kolam pengendapan saja tanpa proses biologi atau proses kimia, masih berfungsi baik dan terawat.","-","ADA","-","-"]
[null,2019,2,"Riau","Kab. Siak","TPA Tualang","TPA Pemda (Non Regional)","A",18257.3,14318.95,813.95,2303.15,821.25,0,"Jl. Raya Perawang-Minas Km. 11 03/04","Kampung Perawang Barat","Tualang","Pemda DATI II",10,"Control Landfill",2013,2043,30000,"Manual Book","Ada dan berfungsi dengan baik","Tujuh hari sekali atau Seminggu Sekali","-","Ada, Instalasi Pengolahan Air Lindi (IPAL) di TPA hanya berupa kolam pengendapan saja tanpa proses biologi atau proses kimia, masih berfungsi baik dan terawat.",1,"ADA","-","-"]
[null,2019,2,"Riau","Kab. Siak","TPA Buantan Besar/Siak","TPA Pemda (Non Regional)","A",4463.95,2230.15,671.6,1562.2,0,0,"Jl. Raya Siak-Bungaraya 001/002","Buantan Besar","Siak","Pemda DATI II",4,"Control Landfill",2001,2030,30000,"Kombinasi timbangan dengan Komputer (excel / tidak otomatis)","Ada dan berfungsi dengan baik","Tujuh hari sekali atau Seminggu Sekali",3,"Ada, Instalasi Pengolahan Air Lindi (IPAL) di TPA hanya berupa kolam pengendapan saja tanpa proses biologi atau proses kimia, masih berfungsi baik dan terawat.",1,"ADA","-","-"]
[null,2019,2,"Riau","Kab. Siak","TPA Kandis","TPA Pemda (Non Regional)","A",3650,3650,0,0,0,0,"Simpang Gelombang",null,"Kandis","Pemda DATI II",5,"Open Dumping","-","-",0,"-","-","Tidak ditutup sama sekali","-","Tidak ada Instalasi Pengolahan Air Lindi (IPAL) di TPA","-","TIDAK ADA","-","-"]
[null,2019,2,"Riau","Kab. Siak","TPA Lubuk Dalam","TPA Pemda (Non Regional)","A",3650,3650,0,0,0,0,"Jl. Sukarno hatta 08/02","Kampung Rawa Kao","Lubuk Dalam","Pemda DATI II",8,"Open Dumping",2010,"-",0,"Manual Book","-","Tidak ditutup sama sekali","-","Tidak ada Instalasi Pengolahan Air Lindi (IPAL) di TPA","-","TIDAK ADA","-","-"]
[null,2019,2,"Lampung","Kota Bandar Lampung","TPA Bakung","TPA Pemda (Non Regional)","A",237250,224110,7300,0,5840,0,"Jl. Tulung Buyut","Bakung","Teluk Betung Barat","Pemda DATI II",13.47,"Open Dumping","-","-","-","Manual Book","Ada dan berfungsi dengan baik","Sebulan sekali",4,"Ada, Instalasi Pengolahan Air Lindi (IPAL) di TPA tetapi sudah rusak atau tidak berfungsi dengan baik dan tidak terawat","-","ADA","-","-"]
[null,2019,2,"Jawa Tengah","Kab. Sragen","TPA Tanggan","TPA Pemda (Non Regional)","A",76650,70269.8,1095,4380,905.2,0,"Jl. Jati Sari","Tanggan","Gesi","Pemda DATI II",4.5999999999999996,"Control Landfill",1991,2025,11000,"Manual Book","Ada tapi sedang rusak","Tiga atau Empat Bulan Sekali",2,"-",1,"ADA","Tidak ada. Gas Metana dibakar.","-"]
[null,2019,2,"Jawa Timur","Kab. Sumenep","TPA Batuan","TPA Pemda (Non Regional)","A",11840.6,10380.6,438,0,1022,0,"Dusun Tanonggul","Torbang","Batuan","Pemda DATI II",8.4,"Control Landfill",122015,31122020,"-","Otomatis Komputerisasi (Aplikasi Khusus TPA)","Ada dan berfungsi dengan baik","Tujuh hari sekali atau Seminggu Sekali","-","Ada, Instalasi Pengolahan Air Lindi (IPAL) di TPA hanya berupa kolam pengendapan saja tanpa proses biologi atau proses kimia, masih berfungsi baik dan terawat.","-","ADA","Tidak ada. Gas Metana dibakar.","-"]
[null,2019,2,"Banten","Kota Tangerang","TPA Rawa Kucing","TPA Pemda (Non Regional)","A",480705,479763.3,941.7,0,0,0,"Jl. Iskandar Muda","Kedaung Wetan","Neglasari","Pemda DATI II",34.5,"Control Landfill",2003,"-","-","Otomatis Komputerisasi (Aplikasi Khusus TPA)","Ada dan berfungsi dengan baik","Dua minggu sekali",3,"Ada, Instalasi Pengolahan Air Lindi (IPAL) di TPA berupa kolam pengendapan dan proses biologi, masih berfungsi baik dan terawat.",2,"ADA","Tidak ada. Melepas gas Metana ke udara.","-"]
[null,2019,2,"Bali","Kab. Bangli","TPA BANGLI","TPA Pemda (Non Regional)","A",19031.099999999999,17709.8,182.5,0,1138.8,0,"JL. RAYA LANDIH","LANDIH","BANGLI","Pemda DATI II",4.75,"Sanitary Landfill","10 JANUARI 2008","-",10200,"Manual Book","Tidak Ada","Tiga hari sekali atau seminggu dua kali",2,"Ada, Instalasi Pengolahan Air Lindi (IPAL) di TPA berupa kolam pengendapan dan proses biologi serta proses kimia, masih berfungsi baik dan terawat.",2,"ADA","Tidak ada. Gas Metana dibakar.","-"]
[null,2019,2,"Kalimantan Barat","Kab. Kapuas Hulu","TPA SIBAU HULU","TPA Pemda (Non Regional)","A",6570,6570,0,0,0,0,"Jalan Lintas Kalimantan Poros Utara",null,null,"Pemda DATI II",1,"Open Dumping",2005,2020,2000,"Manual Book","Tidak Ada","Tidak ditutup sama sekali","-","Tidak ada Instalasi Pengolahan Air Lindi (IPAL) di TPA","-","TIDAK ADA","-","-"]
[null,2019,2,"Kalimantan Tengah","Kab. Katingan","TPA TUMBANG SAMBA","TPA Pemda (Non Regional)","A",474.5,474.5,0,0,0,0,"JALAN TRANS TUMBANG SAMBA",null,null,"Pemda DATI II",30,"Open Dumping",2005,"-",250000,"Manual Book","-","Tidak ditutup sama sekali","-","-","-","TIDAK ADA","-","-"]
[null,2019,2,"Kalimantan Tengah","Kab. Katingan","TPA PENDAHARA BARU","TPA Pemda (Non Regional)","A",2372.5,2226.5,0,0,146,0,"Desa Tewang Baringin Kecamatan Tewang Sangalang Garing",null,null,"Pemda DATI II",100,"Open Dumping",2019,"-",250000,"Manual Book","Tidak Ada","Tidak ditutup sama sekali","-","Ada, Instalasi Pengolahan Air Lindi (IPAL) di TPA hanya berupa kolam pengendapan saja tanpa proses biologi atau proses kimia, masih berfungsi baik dan terawat.","-","TIDAK ADA","Tidak ada. Gas Metana dibakar.","-"]
[null,2019,2,"Kalimantan Tengah","Kab. Katingan","TPA TUMBANG SAMBA","TPA Pemda (Non Regional)","A",474.5,474.5,0,0,0,0,"JALAN TRANS TUMBANG SAMBA",null,null,"Pemda DATI II",30,"Open Dumping",2005,"-",250000,"Manual Book","-","Tidak ditutup sama sekali","-","-","-","TIDAK ADA","-","-"]
[null,2019,2,"Kalimantan Tengah","Kab. Katingan","TPA PENDAHARA BARU","TPA Pemda (Non Regional)","A",2372.5,2226.5,0,0,146,0,"Desa Tewang Baringin Kecamatan Tewang Sangalang Garing",null,null,"Pemda DATI II",100,"Open Dumping",2019,"-",250000,"Manual Book","Tidak Ada","Tidak ditutup sama sekali","-","Ada, Instalasi Pengolahan Air Lindi (IPAL) di TPA hanya berupa kolam pengendapan saja tanpa proses biologi atau proses kimia, masih berfungsi baik dan terawat.","-","TIDAK ADA","Tidak ada. Gas Metana dibakar.","-"]
[null,2019,2,"Kalimantan Tengah","Kab. Pulang Pisau","TPA Desa Gohong","TPA Pemda (Non Regional)","A",1546.78,1546.78,0,0,0,0,"Jl. Trans Kalimantan",null,null,"Pemda DATI II",6.43,"Open Dumping",2010,2029,13050,"Manual Book","Tidak Ada","Tidak ditutup sama sekali","-","Tidak ada Instalasi Pengolahan Air Lindi (IPAL) di TPA","-","TIDAK ADA","-","-"]
[null,2019,2,"Kalimantan Tengah","Kab. Pulang Pisau","TPA Desa Gohong","TPA Pemda (Non Regional)","A",1546.78,1546.78,0,0,0,0,"Jl. Trans Kalimantan",null,null,"Pemda DATI II",6.43,"Open Dumping",2010,2029,13050,"Manual Book","Tidak Ada","Tidak ditutup sama sekali","-","Tidak ada Instalasi Pengolahan Air Lindi (IPAL) di TPA","-","TIDAK ADA","-","-"]
[null,2019,2,"Sulawesi Utara","Kab. Minahasa Tenggara","TPA MINAHASA TENGGARA","TPA Pemda (Non Regional)","A",7829.25,7792.75,7.3,3.65,25.55,0,"PERKEBUNAN PATEWAN","WAWALI PASAN","RATAHAN","Pemda DATI II",5,"Control Landfill","10 MEI 2016",2030,3.5,"Manual Book","-","Tujuh hari sekali atau Seminggu Sekali",2,"Tidak ada Instalasi Pengolahan Air Lindi (IPAL) di TPA","-","ADA","Tidak ada. Gas Metana dibakar.","-"]
[null,2019,2,"Papua","Kota Jayapura","TPA/TPST  Koya Koso",null,"A",67525,65886.149999999994,18.25,0,1620.6,0,"Koya Koso",null,null,null,0,"Control Landfill","-","-",15.54,"Otomatis Komputerisasi (Aplikasi Khusus TPA)","-","Tujuh hari sekali atau Seminggu Sekali",2,"Ada, Instalasi Pengolahan Air Lindi (IPAL) di TPA hanya berupa kolam pengendapan saja tanpa proses biologi atau proses kimia, masih berfungsi baik dan terawat.","-","ADA","Tidak ada. Gas Metana dibakar.","-"]
[null,2019,2,"Papua Selatan","Kab. Asmat","Tempat Penyimpanan sementara (TPS)","TPA Pemda (Non Regional)","A",2007.5,2007.5,0,0,0,0,"Jalan Nusantara Distrik Agats",null,null,null,0,"Open Dumping","-","-","-","-","-","-","-","Tidak ada Instalasi Pengolahan Air Lindi (IPAL) di TPA","-","TIDAK ADA","-","-"]
[null,2019,2,"Papua Selatan","Kab. Asmat","Tempat Penyimpanan sementara (TPS)","TPA Pemda (Non Regional)","A",2007.5,2007.5,0,0,0,0,"Jalan Nusantara Distrik Agats",null,null,null,0,"Open Dumping","-","-","-","-","-","-","-","Tidak ada Instalasi Pengolahan Air Lindi (IPAL) di TPA","-","TIDAK ADA","-","-"]

{"sheet":"Economics","index":23,"n_rows":23,"n_cols":1,"rows_kept":23,"cut":false,"hidden":true,"merged":[]}
["Source"]
["https://www.linkedin.com/pulse/estimating-cost-waste-management-indonesias-new-capital-handjaja/"]
["Waste management is costly"]
[]
["A recent report (Source) shows that the Capex cost of waste management range between 20,000 – 30,000 IDR per capita per year over the lifetime of assets (let’s assume this at ~10 years) depending on scale and circularity. That means the Capex needs of Nusantara waste management will be between 300-450 billion IDR optimistically."]
[]
["Using the data from the same report, with Opex cost of 20,000-40,000 IDR per capita per year, the system will also need at least 30-60 billion IDR annually to operate."]
[]
["Practically, this could mean, among others:"]
[]
["purchasing collection capacity equivalent of more than 200 dump-trucks (assuming 10m3/trip, density of 0.25 ton/m3, and 2 trips/day)"]
["building 10 sortation facilities equivalent to TPST Samtaku built in Bali (120 ton per day capacity, Source)"]
["hiring more than 500 workers (assuming 3 per truck, not to mention sortation and processing workers)"]
[]
["The Capex amount is a hefty sum, especially compared to PPU regency’s total 2021 spending budget ~1.79 trillion IDR (Source). That said, compared to the Phase I budget for Nusantara development mentioned earlier, this Capex number may be manageable."]
[]
["It is worth noting that the government has a calculator to help estimate these costs more accurately. The methodology can be seen in Permendagri 7/2021 (Ministry of Home Affairs regulation), and would be a great starting point to further detail the infrastructure needs."]
[]
[]
[]
["Cikarang residential: Study of Household Willingness to Pay to Improve Solid\nWaste Management at Residential"]
["Waste collectioon fee: total fee paid on average is 37,350 IDR."]
["https://iopscience.iop.org/article/10.1088/1755-1315/940/1/012049/pdf"]

{"sheet":"Waste management","index":24,"n_rows":143,"n_cols":24,"rows_kept":143,"cut":false,"hidden":true,"merged":[[0,0,0,13]]}
["SIPSN - National Waste Management Information System"]
["Year","Province","Regency/City","Annual Waste Generation (tons/year) (A)","Annual Waste Reduction (tons/year) (B)","% Waste Reduction (B/A)","Annual Waste Handling (tons/year) (C)","% Waste Management (C/A)","Annual Managed Waste (tons/year) (B+C)","% Managed Waste (B+C)/A","Annual Waste Recycling (tons/year) (D)","Annual Waste Raw Materials (tons/year) (AND)","Recycling Rate (D+E)/A","P1/P2"]
[2023,"Aceh","Kab. Aceh Selatan",35217.68,7.66,0.02,12775,36.270000000000003,12782.66,36.299999999999997,0,null,0,"P 1"]
[2023,"Aceh","Kab. Aceh Tenggara",32721.37,25.55,0.08,10406.879999999999,31.8,10432.43,31.88,null,null,0,"P 1",null,null,null,null,null,"Source:","Waste Management in Indonesia and Jakarta: Challenges and Way Forward"]
[2023,"Aceh","Kab. Aceh Barat",37021.589999999997,3243.46,8.76,28638.19,77.36,31881.65,86.12,1423.5,null,3.85,"P 1",null,null,null,null,null,null,"https://asef.org/wp-content/uploads/2022/01/ASEFSU23_Background-Paper_Waste-Management-in-Indonesia-and-Jakarta.pdf"]
[2023,"Aceh","Kab. Pidie",64897.73,null,null,17022.64,26.23,17022.64,26.23,null,null,0,"P 1",null,null,null,null,null,"City/regency","Total waste treated by waste banks (tons/day)","Waste generation (tons/day)","Percentage","References"]
[2023,"Aceh","Kab. Aceh Singkil",19094.900000000001,784.75,4.1100000000000003,1460,7.65,2244.75,11.76,306.60000000000002,null,1.61,"P 1",null,null,null,null,null,"Yogyakarta city","5.32 – 6.12",1280,"0.004 - 0.005%","Yogyakarta City Waste Reduction\nMaster Plan 2017"]
[2023,"Aceh","Kab. Gayo Lues",15057.13,50.76,0.34,4624.55,30.71,4675.3100000000004,31.05,1.39,null,0.01,"P 1",null,null,null,null,null,"Banda Aceh city","56.89",165,"2.9%","Regional Medium- Term Development\nPlan (RPJMD) 2018"]
[2023,"Aceh","Kab. Aceh Jaya",17525.11,276.61,1.58,11924.55,68.040000000000006,12201.16,69.62,276.61,null,1.58,"P 1",null,null,null,null,null,"DKI Jakarta","72.69",8500,"0.85%","DLH of DKI Jakarta Province (2018)"]
[2023,"Aceh","Kab. Aceh Tamiang",44723.74,0,0,20376.13,45.56,20376.13,45.56,null,0,0,"P 1",null,null,null,null,null,"Pekanbaru City","1.9",867,"0.2%","DLH of Pekanbaru City (2018)"]
[2023,"Aceh","Kab. Pidie Jaya",29831.07,0,0,5475,18.350000000000001,5475,18.350000000000001,null,null,0,"P 1"]
[2023,"Aceh","Kota Banda Aceh",93370.54,15022.34,16.09,76881.789999999994,82.34,91904.13,98.43,14905.67,null,15.96,"P 1"]
[2023,"Aceh","Kota Sabang",6308.37,21.53,0.34,5971.4,94.66,5992.94,95,null,null,0,"P 1"]
[2023,"Aceh","Kota Langsa",34470.239999999998,5258.17,15.25,21514.04,62.41,26772.21,77.67,999.25,734.38,5.03,"P 1"]
[2023,"Aceh","Kota Subulussalam",17373.82,null,null,12775,73.53,12775,73.53,null,null,0,"P 1",null,null,null,null,null,"Source: ","Jakarta Open Data"]
[2023,"Sumatera Utara","Kab. Langkat",190367.39,1236.69,0.65,31308.97,16.45,32545.66,17.100000000000001,1236.69,201.85,0.76,"P 1",null,null,null,null,null,"Link:","https://data.jakarta.go.id/dataset/data-jumlah-bank-sampah-wil-administrasi-dki-jakarta/resource/2f8e54f6-0f2a-4283-beff-dd3da95ac6f5"]
[2023,"Sumatera Utara","Kab. Simalungun",186444.74,451.17,0.24,46369.599999999999,24.87,46820.77,25.11,7.3,14.6,0.01,"P 1",null,null,null,null,null,"Detail:","Jakarta districts"]
[2023,"Sumatera Utara","Kab. Serdang Bedagai",123453.22,592.03,0.48,6624.75,5.37,7216.78,5.85,null,null,0,"P 1",null,null,null,null,null,"Year:",2016]
[2023,"Sumatera Utara","Kota Medan",645661.28,83986.31,13.01,459633.56,71.19,543619.87,84.2,82121.13,null,12.72,"P 1",null,null,null,null,null,"region","jml_ bank _ trash","Number of customers","type _ trash","amount"]
[2023,"Sumatera Utara","Kota Sibolga",22728.26,1689.79,7.43,11081.4,48.76,12771.19,56.19,1689.79,null,7.43,"P 1",null,null,null,null,null,"Central Jakarta",145,2707,"Paper",44012]
[2023,"Sumatera Barat","Kab. Solok",58083.03,6529.51,11.24,6570,11.31,13099.51,22.55,6504.5,null,11.2,"P 1",null,null,null,null,null,"North Jakarta",58,5362,"Paper",16796.5]
[2023,"Sumatera Barat","Kab. Sijunjung",36471.199999999997,6162.81,16.899999999999999,7371.18,20.21,13533.98,37.11,6148.24,71.180000000000007,17.05,"P 1",null,null,null,null,null,"West Jakarta",83,3405,"Paper",10189.5]
[2023,"Sumatera Barat","Kab. Tanah Datar",47382.559999999998,8543.0300000000007,18.03,17132.59,36.159999999999997,25675.62,54.19,8293.08,584.58000000000004,18.739999999999998,"P 1",null,null,null,null,null,"South Jakarta",35,3198,"Paper",4596.6000000000004]
[2023,"Sumatera Barat","Kab. Padang Pariaman",79593.539999999994,399.78,0.5,5058.8999999999996,6.36,5458.68,6.86,175.2,null,0.22,"P 1",null,null,null,null,null,"East Jakarta",98,7157,"Paper",27816]
[2023,"Sumatera Barat","Kab. Agam",80163.78,10302.77,12.85,24199.5,30.19,34502.269999999997,43.04,10279.870000000001,null,12.82,"P 1",null,null,null,null,null,"Central Jakarta",145,2707,"Plastic",61970]
[2023,"Sumatera Barat","Kab. Dharmasraya",38458.75,5702.49,14.83,30130.75,78.349999999999994,35833.24,93.17,1796.75,null,4.67,"P 1",null,null,null,null,null,"North Jakarta",58,5362,"Plastic",17868.8]
[2023,"Sumatera Barat","Kota Padang",236296.62,51475.16,21.78,174126.9,73.69,225602.06,95.47,28405.4,21.9,12.03,"P 1",null,null,null,null,null,"West Jakarta",83,3405,"Plastic",5793]
[2023,"Sumatera Barat","Kota Solok",20199.060000000001,3660.51,18.12,16527.41,81.819999999999993,20187.919999999998,99.94,3489.5,15.7,17.350000000000001,"P 1",null,null,null,null,null,"South Jakarta",35,3198,"Plastic",4189.6000000000004]
[2023,"Sumatera Barat","Kota Sawahlunto",6925.99,1714.47,24.75,5099.05,73.62,6813.52,98.38,1395.07,21.9,20.46,"P 1",null,null,null,null,null,"East Jakarta",98,7157,"Plastic",20071]
[2023,"Sumatera Barat","Kota Padang Panjang",17986.62,2920.86,16.239999999999998,14819,82.39,17739.86,98.63,535.01,null,2.97,"P 1",null,null,null,null,null,"Central Jakarta",145,2707,"Metal",9152.6]
[2023,"Sumatera Barat","Kota Bukittinggi",46607.360000000001,5127.3900000000003,11,40506.53,86.91,45633.91,97.91,3647.55,2482,13.15,"P 1",null,null,null,null,null,"North Jakarta",58,5362,"Metal",7875.6]
[2023,"Sumatera Barat","Kota Pariaman",14408.74,955.52,6.63,10512,72.959999999999994,11467.52,79.59,955.52,null,6.63,"P 1",null,null,null,null,null,"West Jakarta",83,3405,"Metal",2078]
[2023,"Riau","Kab. Rokan Hulu",137732.75,22970.97,16.68,21833.34,15.85,44804.3,32.53,6029.49,null,4.38,"P 1",null,null,null,null,null,"South Jakarta",35,3198,"Metal",867.2]
[2023,"Riau","Kab. Rokan Hilir",123878.45,2450.5,1.98,15184,12.26,17634.5,14.24,2232.2399999999998,730,2.39,"P 1",null,null,null,null,null,"East Jakarta",98,7157,"Metal",4528]
[2023,"Riau","Kab. Siak",69722.3,8670.26,12.44,28351.37,40.659999999999997,37021.64,53.1,7699.68,60.23,11.13,"P 1",null,null,null,null,null,"Central Jakarta",145,2707,"Inerts and mixed waste"]
[2023,"Riau","Kab. Kuantan Singingi",51360.76,6959.75,13.55,12604.34,24.54,19564.09,38.090000000000003,6884.9,null,13.4,"P 1",null,null,null,null,null,"North Jakarta",58,5362,"Inerts and mixed waste"]
[2023,"Jambi","Kota Sungai Penuh",18405.310000000001,1957.12,10.63,13140,71.39,15097.12,82.03,1883.4,null,10.23,"P 1",null,null,null,null,null,"West Jakarta",83,3405,"Inerts and mixed waste"]
[2023,"Sumatera Selatan","Kab. Lahat",97662.23,7971.7,8.16,25003.119999999999,25.6,32974.82,33.76,7971.7,122.68,8.2899999999999991,"P 1",null,null,null,null,null,"South Jakarta",35,3198,"Inerts and mixed waste",1393.5]
[2023,"Sumatera Selatan","Kota Prabumulih",36405.83,8507.85,23.37,21808.75,59.9,30316.6,83.27,7955.91,null,21.85,"P 1",null,null,null,null,null,"East Jakarta",98,7157,"Inerts and mixed waste"]
[2023,"Lampung","Kab. Tanggamus",134920.35,5444.75,4.04,10246.68,7.59,15691.43,11.63,5139.25,null,3.81,"P 1"]
[2023,"Lampung","Kab. Pringsewu",59396.160000000003,6433.35,10.83,16295.06,27.43,22728.41,38.270000000000003,6409.77,399.45,11.46,"P 1"]
[2023,"Kepulauan Bangka Belitung","Kab. Bangka Tengah",30604.52,5987.73,19.559999999999999,15966.92,52.17,21954.66,71.739999999999995,5274.79,null,17.239999999999998,"P 1"]
[2023,"Kepulauan Riau","Kab. Bintan",20409.89,2591.89,12.7,14556.2,71.319999999999993,17148.09,84.02,1756.71,null,8.61,"P 1"]
[2023,"Kepulauan Riau","Kab. Karimun",81555.600000000006,10256.06,12.58,28689,35.18,38945.06,47.75,9286.83,null,11.39,"P 1"]
[2023,"Kepulauan Riau","Kab. Kepulauan Anambas",4876.8,310.14,6.36,267.3,5.48,577.44000000000005,11.84,124.88,null,2.56,"P 1"]
[2023,"Kepulauan Riau","Kota Tanjung Pinang",56905.36,12404.28,21.8,32228.77,56.64,44633.05,78.430000000000007,12404.28,948.27,23.46,"P 1"]
[2023,"DKI Jakarta","Kab. Adm. Kep. Seribu",6634.27,1799.19,27.12,4785.03,72.13,6584.22,99.25,1662.18,720.87,35.92,"P 1"]
[2023,"DKI Jakarta","Kota Adm. Jakarta Pusat",311242.8,84277.92,27.08,225621.11,72.489999999999995,309899.02,99.57,62018.02,null,19.93,"P 1"]
[2023,"DKI Jakarta","Kota Adm. Jakarta Utara",504560.46,136354.1,27.02,366062.54,72.55,502416.64000000001,99.58,93629,4.04,18.559999999999999,"P 1"]
[2023,"DKI Jakarta","Kota Adm. Jakarta Barat",748135.24,202330.42,27.04,544204.06000000006,72.739999999999995,746534.48,99.79,150662.96,9333.0499999999993,21.39,"P 1"]
[2023,"DKI Jakarta","Kota Adm. Jakarta Selatan",719463.79,194711.38,27.06,524501.35,72.900000000000006,719212.72,99.97,163392.21,null,22.71,"P 1"]
[2023,"DKI Jakarta","Kota Adm. Jakarta Timur",851611.46,231278.64,27.16,617474.4,72.510000000000005,848753.04,99.66,229493.32,7924.4,27.88,"P 1"]
[2023,"Jawa Barat","Kab. Cianjur",444905.44,488.92,0.11,118990,26.75,119478.92,26.85,488.92,null,0.11,"P 1"]
[2023,"Jawa Barat","Kab. Kuningan",218783.56,9160.83,4.1900000000000004,96725,44.21,105885.83,48.4,4865.46,null,2.2200000000000002,"P 1"]
[2023,"Jawa Barat","Kota Bogor",284631.59999999998,67667,23.77,188513.49,66.23,256180.49,90,66382.78,293.57,23.43,"P 1"]
[2023,"Jawa Barat","Kota Tasikmalaya",117955.24,20610.45,17.47,62378.5,52.88,82988.95,70.36,20610.45,null,17.47,"P 1"]
[2023,"Jawa Tengah","Kab. Cilacap",172771.48,23431.9,13.56,112544.1,65.14,135976,78.7,19157.8,102233.22,70.260000000000005,"P 1"]
[2023,"Jawa Tengah","Kab. Purworejo",117432.91,26660.81,22.7,30617.73,26.07,57278.54,48.78,24733.23,1122.08,22.02,"P 1"]
[2023,"Jawa Tengah","Kab. Magelang",224575.92,30232.54,13.46,45162.19,20.11,75394.73,33.57,18110.89,13581.72,14.11,"P 1"]
[2023,"Jawa Tengah","Kab. Boyolali",107941.52,29955.77,27.75,30337.95,28.11,60293.73,55.86,29955.77,225.45,27.96,"P 1"]
[2023,"Jawa Tengah","Kab. Sukoharjo",132601.14000000001,26875.22,20.27,75324.69,56.81,102199.9,77.069999999999993,20480.39,14.24,15.46,"P 1"]
[2023,"Jawa Tengah","Kab. Grobogan",312313.21999999997,86812.65,27.8,77866.179999999993,24.93,164678.82999999999,52.73,84714.41,49748.77,43.05,"P 1"]
[2023,"Jawa Tengah","Kab. Blora",141433.01999999999,38299.360000000001,27.08,101835,72,140134.35999999999,99.08,18681.759999999998,null,13.21,"P 1"]
[2023,"Jawa Tengah","Kab. Jepara",149214.49,20196.2,13.54,61835.519999999997,41.44,82031.73,54.98,16445.21,1451.97,11.99,"P 1"]
[2023,"Jawa Tengah","Kab. Semarang",194601.94,10960.99,5.63,77015,39.58,87975.99,45.21,10944.85,null,5.62,"P 1"]
[2023,"Jawa Tengah","Kab. Temanggung",147357.79999999999,44244.35,30.03,45008.03,30.54,89252.39,60.57,34667.83,2042.07,24.91,"P 1"]
[2023,"Jawa Tengah","Kab. Pemalang",219110.08,56774.45,25.91,129301.25,59.01,186075.7,84.92,56774.45,8851.25,29.95,"P 1"]
[2023,"Jawa Tengah","Kab. Brebes",366937.59999999998,3070.15,0.84,48577.85,13.24,51648,14.08,691.27,null,0.19,"P 1"]
[2023,"Jawa Tengah","Kota Magelang",29400.33,4361.32,14.83,22759.34,77.41,27120.66,92.25,4350.1899999999996,56.58,14.99,"P 1"]
[2023,"Jawa Tengah","Kota Semarang",431534.65,116925.38,27.1,311128.14,72.099999999999994,428053.52,99.19,47116.09,365.61,11,"P 1"]
[2023,"Jawa Timur","Kab. Pacitan",105345.64,13215.51,12.54,11872.72,11.27,25088.23,23.82,13168.84,1192.0899999999999,13.63,"P 1"]
[2023,"Jawa Timur","Kab. Trenggalek",111498.74,18979.830000000002,17.02,57429.1,51.51,76408.929999999993,68.53,15993.41,null,14.34,"P 1"]
[2023,"Jawa Timur","Kab. Banyuwangi",305312.84999999998,39895.660000000003,13.07,51295.78,16.8,91191.44,29.87,28446.11,648.38,9.5299999999999994,"P 1"]
[2023,"Jawa Timur","Kab. Mojokerto",172984,50562.2,29.23,29162.04,16.86,79724.25,46.09,47921.15,null,27.7,"P 1"]
[2023,"Jawa Timur","Kab. Jombang",193583.44,28114.87,14.52,54067.45,27.93,82182.320000000007,42.45,27821.91,54.75,14.4,"P 1"]
[2023,"Jawa Timur","Kab. Magetan",100725.11,40584.43,40.29,18330.259999999998,18.2,58914.69,58.49,40026.720000000001,1211.76,40.94,"P 1"]
[2023,"Jawa Timur","Kab. Tuban",185422.94,50587.56,27.28,59759.63,32.229999999999997,110347.18,59.51,30299.67,2513.0300000000002,17.7,"P 1"]
[2023,"Jawa Timur","Kab. Sumenep",134116.60999999999,17632.62,13.15,13320.68,9.93,30953.29,23.08,7938.02,180.68,6.05,"P 1"]
[2023,"Jawa Timur","Kota Malang",284095.40999999997,74353.78,26.17,204467.87,71.97,278821.65000000002,98.14,74258.2,15397.87,31.56,"P 1"]
[2023,"Jawa Timur","Kota Probolinggo",35490.85,7064.49,19.91,24040.36,67.739999999999995,31104.85,87.64,6226.43,653.35,19.38,"P 1"]
[2023,"Jawa Timur","Kota Madiun",44750.39,12081.2,27,32234.76,72.03,44315.96,99.03,4485.5,425.01,10.97,"P 1"]
[2023,"Jawa Timur","Kota Surabaya",654342,32221.19,4.92,617190.31000000006,94.32,649411.51,99.25,30812.400000000001,42569.95,11.21,"P 1"]
[2023,"Jawa Timur","Kota Batu",52017.08,7104.88,13.66,43800,84.2,50904.88,97.86,6985.58,0,13.43,"P 1"]
[2023,"Bali","Kab. Buleleng",150562.5,16186.81,10.75,53601.45,35.6,69788.27,46.35,12948.94,1.2,8.6,"P 1"]
[2023,"Nusa Tenggara Timur","Kab. Manggarai Barat",29973.33,2090.8200000000002,6.98,5834.3,19.46,7925.12,26.44,2090.8200000000002,187.75,7.6,"P 1"]
[2023,"Kalimantan Barat","Kab. Bengkayang",43340.83,0,0,7227,16.670000000000002,7227,16.670000000000002,null,null,0,"P 1"]
[2023,"Kalimantan Barat","Kota Pontianak",148466.01,36910.980000000003,24.86,111513.42,75.11,148424.41,99.97,33464.58,686.53,23,"P 1"]
[2023,"Kalimantan Tengah","Kab. Kotawaringin Barat",50175.64,6462.77,12.88,29596.03,58.98,36058.800000000003,71.87,4568.24,null,9.1,"P 1"]
[2023,"Kalimantan Tengah","Kab. Kotawaringin Timur",85951.17,0,0,27901.59,32.46,27901.59,32.46,0,0,0,"P 1"]
[2023,"Kalimantan Tengah","Kab. Kapuas",78008.17,989.39,1.27,8429.3700000000008,10.81,9418.76,12.07,962.79,7.15,1.24,"P 1"]
[2023,"Kalimantan Tengah","Kab. Barito Selatan",24018.1,1265.95,5.27,2058.2800000000002,8.57,3324.23,13.84,1200.24,null,5,"P 1"]
[2023,"Kalimantan Tengah","Kab. Seruyan",30308.14,16.57,0.05,5269.69,17.39,5286.25,17.440000000000001,3.65,889.69,2.95,"P 1"]
[2023,"Kalimantan Tengah","Kota Palangkaraya",56945.11,15264.11,26.8,40725.79,71.52,55989.9,98.32,13084.33,477.24,23.82,"P 1"]
[2023,"Kalimantan Selatan","Kab. Tanah Laut",52712.42,5387.48,10.220000000000001,17264.5,32.75,22651.98,42.97,9.1,null,0.02,"P 1"]
[2023,"Kalimantan Selatan","Kab. Kotabaru",67082.22,6708.15,10,15961.45,23.79,22669.599999999999,33.79,1569.97,null,2.34,"P 1"]
[2023,"Kalimantan Selatan","Kab. Banjar",150141.43,12833.17,8.5500000000000007,104081.58,69.319999999999993,116914.75,77.87,1578.32,56.58,1.0900000000000001,"P 1"]
[2023,"Kalimantan Selatan","Kab. Tapin",30566.12,4826.51,15.79,17185.37,56.22,22011.87,72.010000000000005,4614.91,322.66000000000003,16.149999999999999,"P 1"]
[2023,"Kalimantan Selatan","Kab. Hulu Sungai Selatan",35506.76,7206.77,20.3,19062.13,53.69,26268.89,73.98,2195.6799999999998,2454.63,13.1,"P 1"]
[2023,"Kalimantan Selatan","Kab. Hulu Sungai Tengah",38406.910000000003,8057.97,20.98,23337.53,60.76,31395.5,81.739999999999995,7164.42,382.68,19.649999999999999,"P 1"]
[2023,"Kalimantan Selatan","Kab. Tabalong",38157.1,5482.92,14.37,32915.699999999997,86.26,38398.620000000003,100.63,2557.5,65.7,6.87,"P 1"]
[2023,"Kalimantan Selatan","Kab. Tanah Bumbu",62257.5,10095.049999999999,16.22,46811.25,75.19,56906.3,91.4,8653.2999999999993,null,13.9,"P 1"]
[2023,"Kalimantan Selatan","Kab. Balangan",20867.73,2838.55,13.6,15025.23,72,17863.78,85.6,2678.98,null,12.84,"P 1"]
[2023,"Kalimantan Timur","Kab. Paser",43653.56,4379.6499999999996,10.029999999999999,27054.16,61.97,31433.81,72.010000000000005,2574.19,98.92,6.12,"P 1"]
[2023,"Kalimantan Timur","Kab. Kutai Kartanegara",116442.07,21003.74,18.04,81671.92,70.14,102675.67,88.18,14336.99,91.76,12.39,"P 1"]
[2023,"Kalimantan Timur","Kab. Berau",50413.98,4555.75,9.0399999999999991,26217.95,52.01,30773.7,61.04,3196.34,null,6.34,"P 1"]
[2023,"Kalimantan Timur","Kab. Kutai Barat",25639.06,77.7,0.3,10285.700000000001,40.119999999999997,10363.4,40.42,77.7,null,0.3,"P 1"]
[2023,"Kalimantan Timur","Kab. Penajam Paser Utara",35323.61,7988.11,22.61,21502.15,60.87,29490.26,83.49,1815.1,217.54,5.75,"P 1"]
[2023,"Kalimantan Timur","Kab. Mahakam Ulu",5584.64,0,0,1806.75,32.35,1806.75,32.35,null,null,0,"P 1"]
[2023,"Kalimantan Timur","Kota Bontang",38313.96,10241.65,26.73,27958.89,72.97,38200.54,99.7,9741.06,240.79,26.05,"P 1"]
[2023,"Sulawesi Utara","Kab. Bolaang Mongondow",46108.26,4002.01,8.68,7300,15.83,11302.01,24.51,0,null,0,"P 1"]
[2023,"Sulawesi Utara","Kab. Minahasa",63922.63,17531.18,27.43,41464,64.87,58995.18,92.29,17425.099999999999,null,27.26,"P 1"]
[2023,"Sulawesi Utara","Kab. Minahasa Utara",43976.480000000003,4654.21,10.58,23849.1,54.23,28503.31,64.81,302.89999999999998,null,0.69,"P 1"]
[2023,"Sulawesi Utara","Kab. Minahasa Tenggara",17127.259999999998,232.87,1.36,4275.97,24.97,4508.84,26.33,null,5.48,0.03,"P 1"]
[2023,"Sulawesi Utara","Kab. Bolaang Mongondow Selatan",10553.46,27.38,0.26,2529.4499999999998,23.97,2556.83,24.23,null,null,0,"P 1"]
[2023,"Sulawesi Utara","Kota Manado",106288.37,7078.76,6.66,91177,85.78,98255.76,92.44,3942.76,657,4.33,"P 1"]
[2023,"Sulawesi Utara","Kota Tomohon",18510.43,1586.05,8.57,13870,74.930000000000007,15456.05,83.5,949,null,5.13,"P 1"]
[2023,"Sulawesi Tengah","Kab. Morowali",32164.5,104.24,0.32,2648.93,8.24,2753.17,8.56,0,109.5,0.34,"P 1"]
[2023,"Sulawesi Tengah","Kab. Banggai Kepulauan",21925.919999999998,1212.6199999999999,5.53,6168.5,28.13,7381.12,33.659999999999997,49.64,null,0.23,"P 1"]
[2023,"Sulawesi Tengah","Kab. Parigi Moutong",82617.02,3552,4.3,3671.17,4.4400000000000004,7223.17,8.74,3552,21.9,4.33,"P 1"]
[2023,"Sulawesi Tengah","Kab. Banggai Laut",13672.9,213.92,1.56,4215.75,30.83,4429.67,32.4,213.92,null,1.56,"P 1"]
[2023,"Sulawesi Tengah","Kota Palu",74977.39,3251.69,4.34,50165.599999999999,66.91,53417.3,71.239999999999995,117.8,null,0.16,"P 1"]
[2023,"Sulawesi Selatan","Kab. Kepulauan Selayar",20568.63,81.900000000000006,0.4,4803.3999999999996,23.35,4885.3,23.75,81.900000000000006,null,0.4,"P 1"]
[2023,"Sulawesi Selatan","Kab. Bantaeng",30377.78,7625.9,25.1,10273.65,33.82,17899.560000000001,58.92,7527.03,674.16,27,"P 1"]
[2023,"Sulawesi Selatan","Kab. Bone",148771.81,24086.81,16.190000000000001,86413.75,58.08,110500.56,74.28,22051.27,null,14.82,"P 1"]
[2023,"Sulawesi Selatan","Kab. Soppeng",34393.800000000003,3742.57,10.88,23431.18,68.13,27173.75,79.010000000000005,3612.76,142.35,10.92,"P 1"]
[2023,"Sulawesi Selatan","Kab. Pinrang",67178.98,8930.93,13.29,28713.82,42.74,37644.75,56.04,8152.38,null,12.14,"P 1"]
[2023,"Sulawesi Selatan","Kab. Luwu Timur",44606.07,6898.09,15.46,24571.8,55.09,31469.89,70.55,5686.58,116.8,13.01,"P 1"]
[2023,"Sulawesi Selatan","Kota Parepare",28956.73,5172.87,17.86,21304.57,73.569999999999993,26477.45,91.44,1890.21,6.83,6.55,"P 1"]
[2023,"Sulawesi Selatan","Kota Palopo",34833.230000000003,2292.59,6.58,23878.3,68.55,26170.89,75.13,332.29,167.9,1.44,"P 1"]
[2023,"Sulawesi Tenggara","Kab. Kolaka",44086.53,3711.19,8.42,12994,29.47,16705.189999999999,37.89,3703.84,36.5,8.48,"P 1"]
[2023,"Sulawesi Tenggara","Kab. Muna",34351.61,959.69,2.79,6504.3,18.93,7463.99,21.73,803,null,2.34,"P 1"]
[2023,"Sulawesi Tenggara","Kab. Buton Selatan",8026.71,0,0,1324.95,16.510000000000002,1324.95,16.510000000000002,null,null,0,"P 1"]
[2023,"Gorontalo","Kota Gorontalo",51684.07,12645.45,24.47,36748.57,71.099999999999994,49394.02,95.57,11168.7,0.37,21.61,"P 1"]
[2023,"Sulawesi Barat","Kab. Pasangkayu",28192.31,234.69,0.83,4030.33,14.3,4265.0200000000004,15.13,12.78,15.33,0.1,"P 1"]
[2023,"Sulawesi Barat","Kab. Majene",29136.31,867.28,2.98,9033.75,31.01,9901.0300000000007,33.979999999999997,739.49,null,2.54,"P 1"]
[2023,"Papua","Kab. Kepulauan Yapen",16951.62,350.51,2.0699999999999998,13008.6,76.739999999999995,13359.11,78.81,346.75,null,2.0499999999999998,"P 1"]
[2023,"Papua","Kab. Biak Numfor",21434.55,3494.3,16.3,15092.75,70.41,18587.05,86.72,3434.61,18.25,16.11,"P 1"]
[2023,"Papua Barat","Kab. Teluk Wondama",6386.92,39.79,0.62,2168.1,33.950000000000003,2207.89,34.57,39.79,null,0.62,"P 1"]
[2023,"Papua Barat","Kab. Kaimana",9290.42,133.34,1.44,4456.6499999999996,47.97,4589.99,49.41,120.45,null,1.3,"P 1"]
[2023,"Papua Barat","Kab. Manokwari Selatan",5642.61,27.56,0.49,2547.52,45.15,2575.0700000000002,45.64,27.56,null,0.49,"P 1"]
[2023,"Papua Selatan","Kab. Merauke",34073.33,642.61,1.89,6759.8,19.84,7402.41,21.72,635.89,null,1.87,"P 1"]
[2023,"Papua Selatan","Kab. Boven Digoel",9518.18,0,0,2153.5,22.63,2153.5,22.63,null,null,0,"P 1"]
[2023,"Papua Tengah","Kab. Mimika",56986.54,3.65,0.01,33422.83,58.65,33426.480000000003,58.66,3.65,null,0.01,"P 1"]

{"sheet":"Cirebon","index":25,"n_rows":17,"n_cols":3,"rows_kept":17,"cut":false,"hidden":true,"merged":[]}
[]
[]
[]
[]
[]
["Waste deposit sites","Source:","https://sipsn.menlhk.go.id/sipsn/"]
["TPA sanitary landfill site","https://maps.app.goo.gl/jbUiUgSVHRTuE9uy6"]
["TPS","https://maps.app.goo.gl/qpbVMyQaJXfa7qNy8"]
["other 4…"]
["Waste banks","Number:",28]
["Composting","Number:",4]
["Creative houses","Number:",2]
["RDF plant/incinerator:","Number:",0]
[]
["Waste data year 2021","Source:"]
["Waste generation",1237.1199999999999,"tons per day"]
["Waste generation",451549.6,"tons per year"]

{"sheet":"Recommendations","index":26,"n_rows":17,"n_cols":3,"rows_kept":17,"cut":false,"hidden":true,"merged":[[13,2,15,2]]}
["Example from JICA, 2012"]
[]
["Process/Viewpoint","Evaluation of Pre-FS","Principles of This FS"]
["Sorting Process","The process is suitable to the local circumstances and highly feasible.","The process in Pre-FS is followed."]
["Handling of Hazardous Waste","Hazardous waste is possible to be mixed in compost.","Thorough management is necessary so that hazardous waste is not mixed."]
["Anaerobic Digester Process","It is adopted, but its efficiency is low as a process in disposal sites with limited area.","Other methods such as “Wet Type Medium Temperature Ferment Treatment” are suggested."]
["Treatment of organic waste and safety/ usability of compost","There is high risk in selling after compost production at current condition.","A part of products is used as cover soil at the disposal site after stable treatment as used for compost production."]
["Problem in RDF Production Process","RDF-5 has problems in terms of safety and economic efficiency.","RDF-5 production plant is not adopted."]
["Amount of Waste to Final Disposal Site","Disposal volume is under- estimated.","Volume of waste to final disposal sites is estimated as precise as possible."]
["Sanitary Landfill","It has not considered yet, and there is almost no experience in Indonesia.","Experience in Japan is effective. It is included in operational issues of disposal sites."]
["Liner Sheet","Single-layered liner sheet is adopted.","Seepage control work is doubled, and “double-layered liner sheet structure” is considered for application."]
["Catchment/Drainage Facility of Underground Water","Not considered","Installation is considered to avoid damage to seepage work."]
["Rain Water Reservoir","Not considered","Rain water reservoir is adopted, for it is likely that rain water from development area will cause negative impacts to downstream areas."]
["Spraying Seeping Water to Green Zone","Health problems of residents are concerned, if underground water is contaminated by seeping water.","Reservoir is suggested to be placed before seeping water treatment process."]
["Biological Treatment","It is not suitable to stably treat seeping water whose load variance is wide."]
["Seasonal Variation of Disposal Volume","It is not considered despite a big variation."]
["Discharge of Seeping Water","It is not evaluated, and there is almost no experience in Indonesia.","Experience in Japan is effective. It is included in the implementation plan as a consideration item."]